## Agg ECR (hidden)
Group Description | Desc | Activity | Total ACV | Total Qty | Agg Rows
Front Elevation | Soffit - metal | Remove | 19.25 | 38.5 | 1
Front Elevation | Soffit - metal | Replace | 298.41 | 38.5 | 1
Front Elevation | Prime & paint exterior soffit - metal | Replace | 156.44 | 59.25 | 1
Front Elevation | Fascia - metal - 6" | Remove | 22.12 | 39.5 | 1
Front Elevation | Fascia - metal - 6" | Replace | 254.59 | 39.5 | 1
Front Elevation | Prime & paint exterior fascia - metal, 4"- 6" wide | Replace | 84.58 | 39.5 | 1
Left Elevation | Synthetic stucco repair | Remove | 40 | 32 | 1
Left Elevation | Synthetic stucco repair | Replace | 269.61 | 32 | 1
Left Elevation | Clean with pressure/chemical spray | Replace | 246.37 | 482.42 | 1
Left Elevation | Exterior - seal or prime then paint with two finish coats | Replace | 1043.87 | 514.42 | 1
Left Elevation | Soffit - metal | Remove | 15 | 30 | 1
Left Elevation | Soffit - metal | Replace | 232.52 | 30 | 1
Left Elevation | Prime & paint exterior soffit - metal | Replace | 205.94 | 78 | 1
Left Elevation | Fascia - metal - 8" | Remove | 2.24 | 4 | 1
Left Elevation | Fascia - metal - 8" | Replace | 30.96 | 4 | 1
Left Elevation | Prime & paint exterior fascia - metal, 4"- 6" wide | Replace | 128.47 | 60 | 1
Rear Elevation | Tape, float and make ready for paint already hung drywall | Replace | 44.61 | 32 | 1
Rear Elevation | Scrape the surface area & prep for paint | Replace | 227.9 | 274.35 | 1
Rear Elevation | Texture drywall - machine | Replace | 280.07 | 306.35 | 1
Rear Elevation | Seal/prime (1 coat) then paint (2 coats) the surface area | Replace | 522.6 | 306.35 | 1
Rear Elevation | Ceiling fan & light - Standard grade | Detach & Reset | 496.54 | 2 | 1
Rear Elevation | Light bulb - LED A19 - up to 500 lm - material only | Replace | 11.19 | 2 | 1
Rear Elevation | Soffit - metal | Remove | 6 | 12 | 1
Rear Elevation | Soffit - metal | Replace | 93.01 | 12 | 1
Rear Elevation | Prime & paint exterior soffit - metal | Replace | 31.68 | 12 | 1
Right Elevation | Clean with pressure/chemical spray | Replace | 404.83 | 792.69 | 1
Right Elevation | Exterior - seal or prime then paint with two finish coats | Replace | 1608.52 | 792.69 | 1
Right Elevation | Prime & paint exterior soffit - metal | Replace | 308.92 | 117 | 1
Right Elevation | Prime & paint exterior fascia - metal, 4"- 6" wide | Replace | 128.47 | 60 | 1
Main Level | Final cleaning - construction - Residential | Replace | 1080.96 | 2636.49 | 1
Main Level | Dumpster load - Approx. 12 yards, 1-3 tons of debris | Remove | 561.88 | 1 | 1
Main Level | Job-site moving/storage container - 16' long (per month) | Replace | 2253.42 | 9 | 1
Main Level | Job-site cargo container - pick up/del. (each way) 16'-40' | Replace | 599.2 | 4 | 1
Living Room | Apply anti-microbial agent to the surface area | Replace | 23.9 | 64 | 1
Living Room | Seal stud wall for odor control | Replace | 71.3 | 64 | 1
Living Room | Blown-in insulation - 14" depth - R38 | Remove | 0 | 0 | 2
Living Room | Blown-in insulation - 14" depth - R38 | Replace | 0 | 0 | 2
Living Room | 5/8" drywall - hung, taped, ready for texture | Remove | 44.8 | 64 | 1
Living Room | 5/8" drywall - hung, taped, ready for texture | Replace | 199.16 | 64 | 1
Living Room | Scrape part of the ceiling & prep for paint | Replace | 219.85 | 264.65 | 1
Living Room | Texture drywall - machine | Replace | 300.45 | 328.65 | 1
Living Room | Seal/prime (1 coat) then paint (2 coats) the ceiling | Replace | 560.64 | 328.65 | 1
Living Room | Mask per square foot for drywall work | Replace | 274.85 | 796.92 | 1
Living Room | Baseboard - 3 1/4" | Remove | 54.02 | 73 | 1
Living Room | Baseboard - 3 1/4" | Replace | 363.95 | 73 | 1
Living Room | Base shoe | Replace | 149.15 | 73 | 1
Living Room | Paint baseboard w/cap &/or shoe - two coats | Replace | 157.28 | 73 | 1
Living Room | Light fixture - Standard grade | Detach & Reset | 69.7 | 1 | 1
Living Room | Ceiling fan without light - Standard grade | Detach & Reset | 248.27 | 1 | 1
Living Room | Recessed light fixture - Detach & reset trim only | Replace | 9.74 | 2 | 1
Living Room | Light bulb - LED A19 - up to 500 lm - material only | Replace | 16.79 | 3 | 1
Living Room | Combination CO/Smoke detector - Standard grade | Detach & Reset | 67.37 | 1 | 1
Living Room | Paint casing - two coats | Replace | 103.4 | 57 | 1
Living Room | Apply anti-microbial agent to the floor | Replace | 113.55 | 321.22 | 1
Living Room | Floor preparation for resilient flooring | Replace | 243.17 | 321.22 | 1
Living Room | Snaplock Laminate - simulated wood floor - Standard grade | Remove | 613.53 | 321.22 | 1
Living Room | Vinyl plank flooring - Standard grade | Replace | 1883.7 | 321.22 | 1
Living Room | Vinyl - metal transition strip | Remove | 3.66 | 3 | 1
Living Room | Vinyl - metal transition strip | Replace | 10.47 | 3 | 1
Living Room | Batt insulation - 10" - R30 - unfaced batt | Remove | 37.76 | 64 | 1
Living Room | Batt insulation - 10" - R30 - unfaced batt | Replace | 125.91 | 64 | 1
Bathroom 1 | Apply anti-microbial agent to the surface area | Replace | 5.98 | 16 | 1
Bathroom 1 | Seal stud wall for odor control | Replace | 17.82 | 16 | 1
Bathroom 1 | Blown-in insulation - 14" depth - R38 | Remove | 0 | 0 | 2
Bathroom 1 | Blown-in insulation - 14" depth - R38 | Replace | 0 | 0 | 2
Bathroom 1 | 1/2" water rock (greenboard) hung, taped ready for texture | Remove | 11.2 | 16 | 1
Bathroom 1 | 1/2" water rock (greenboard) hung, taped ready for texture | Replace | 49.65 | 16 | 1
Bathroom 1 | Scrape part of the ceiling & prep for paint | Replace | 191.11 | 230.06 | 1
Bathroom 1 | Texture drywall - machine | Replace | 224.94 | 246.06 | 1
Bathroom 1 | Seal/prime (1 coat) then paint (2 coats) the ceiling | Replace | 419.75 | 246.06 | 1
Bathroom 1 | Mask per square foot for drywall work | Replace | 376.46 | 1091.51 | 1
Bathroom 1 | Light fixture - Standard grade | Detach & Reset | 278.8 | 4 | 1
Bathroom 1 | Recessed light fixture - Detach & reset trim only | Replace | 9.74 | 2 | 1
Bathroom 1 | Light bulb - LED A19 - up to 500 lm - material only | Replace | 33.58 | 6 | 1
Bathroom 1 | Outlet | Remove | 8.37 | 1 | 1
Bathroom 1 | Ground fault interrupter (GFI) outlet | Replace | 40.82 | 1 | 1
Bathroom 1 | Floor protection - heavy paper and tape | Remove | 118.13 | 243.62 | 1
Bathroom 1 | Batt insulation - 10" - R30 - unfaced batt | Remove | 9.44 | 16 | 1
Bathroom 1 | Batt insulation - 10" - R30 - unfaced batt | Replace | 31.48 | 16 | 1
Bedroom 1 | Apply anti-microbial agent to the surface area | Replace | 5.98 | 16 | 1
Bedroom 1 | Seal stud wall for odor control | Replace | 17.82 | 16 | 1
Bedroom 1 | Blown-in insulation - 14" depth - R38 | Remove | 0 | 0 | 2
Bedroom 1 | Blown-in insulation - 14" depth - R38 | Replace | 0 | 0 | 2
Bedroom 1 | 5/8" drywall - hung, taped, ready for texture | Remove | 11.2 | 16 | 1
Bedroom 1 | 5/8" drywall - hung, taped, ready for texture | Replace | 49.79 | 16 | 1
Bedroom 1 | Scrape part of the ceiling & prep for paint | Replace | 271.79 | 327.18 | 1
Bedroom 1 | Texture drywall - machine | Replace | 313.73 | 343.18 | 1
Bedroom 1 | Seal/prime (1 coat) then paint (2 coats) the ceiling | Replace | 585.43 | 343.18 | 1
Bedroom 1 | Mask per square foot for drywall work | Replace | 276.22 | 800.89 | 1
Bedroom 1 | Ceiling fan & light - Standard grade | Detach & Reset | 247.77 | 1 | 1
Bedroom 1 | Light fixture - Standard grade | Detach & Reset | 69.7 | 1 | 1
Bedroom 1 | Recessed light fixture - Detach & reset trim only | Replace | 4.87 | 1 | 1
Bedroom 1 | Light bulb - LED A19 - up to 500 lm - material only | Replace | 16.79 | 3 | 1
Bedroom 1 | Combination CO/Smoke detector - Standard grade | Replace | 98.31 | 1 | 1
Bedroom 1 | Interior door unit - Standard grade | Remove | 34.34 | 1 | 1
Bedroom 1 | Interior door unit - Standard grade | Replace | 348.73 | 1 | 1
Bedroom 1 | Paint door slab only - 2 coats (per side) | Replace | 94.41 | 2 | 1
Bedroom 1 | Paint door/window trim & jamb - 2 coats (per side) | Replace | 78.44 | 2 | 1
Bedroom 1 | Door knob - interior - Standard grade | Replace | 41.33 | 1 | 1
Bedroom 1 | Floor protection - heavy paper and tape | Remove | 132.49 | 273.22 | 1
Bedroom 1 | Batt insulation - 10" - R30 - unfaced batt | Remove | 9.44 | 16 | 1
Bedroom 1 | Batt insulation - 10" - R30 - unfaced batt | Replace | 31.48 | 16 | 1
Bedroom 1 | Apply anti-microbial agent to the floor | Replace | 96.59 | 273.22 | 1
Bedroom 1 | Floor preparation for resilient flooring | Replace | 206.83 | 273.22 | 1
Bedroom 1 | Snaplock Laminate - simulated wood floor - Standard grade | Remove | 521.85 | 273.22 | 1
Bedroom 1 | Vinyl plank flooring - Standard grade | Replace | 1602.22 | 273.22 | 1
Bedroom 1 | Vinyl - metal transition strip | Remove | 3.66 | 3 | 1
Bedroom 1 | Vinyl - metal transition strip | Replace | 10.47 | 3 | 1
Storage Closet | Exterior door - metal - insulated - Standard grade | Remove | 37.75 | 1 | 1
Storage Closet | Exterior door - metal - insulated - Standard grade | Replace | 419.4 | 1 | 1
Storage Closet | Door weather stripping | Replace | 38.29 | 1 | 1
Storage Closet | Prime & paint door slab only - exterior (per side) | Replace | 116.71 | 2 | 1
Storage Closet | Paint door/window trim & jamb - 2 coats (per side) | Replace | 82.25 | 2 | 1
Storage Closet | Door lockset & deadbolt - exterior - Standard grade | Replace | 75.07 | 1 | 1
Kitchen | Apply anti-microbial agent to the surface area | Replace | 17.93 | 48 | 1
Kitchen | Seal stud wall for odor control | Replace | 53.47 | 48 | 1
Kitchen | Blown-in insulation - 14" depth - R38 | Remove | 84.96 | 48 | 1
Kitchen | Blown-in insulation - 14" depth - R38 | Replace | 94.63 | 48 | 1
Kitchen | 1/2" water rock (greenboard) hung, taped ready for texture | Remove | 33.6 | 48 | 1
Kitchen | 1/2" water rock (greenboard) hung, taped ready for texture | Replace | 148.95 | 48 | 1
Kitchen | Scrape part of the ceiling & prep for paint | Replace | 79.04 | 95.14 | 1
Kitchen | Texture drywall - machine | Replace | 130.86 | 143.14 | 1
Kitchen | Seal/prime (1 coat) then paint (2 coats) the ceiling | Replace | 244.19 | 143.14 | 1
Kitchen | Mask per square foot for drywall work | Replace | 100.94 | 292.67 | 1
Kitchen | Ceiling fan without light - Standard grade | Detach & Reset | 248.27 | 1 | 1
Kitchen | Recessed light fixture - Detach & reset trim only | Replace | 19.48 | 4 | 1
Kitchen | Light bulb - LED A19 - up to 500 lm - material only | Replace | 22.38 | 4 | 1
Kitchen | Outlet | Remove | 8.37 | 1 | 1
Kitchen | Ground fault interrupter (GFI) outlet | Replace | 40.82 | 1 | 1
Kitchen | Floor protection - heavy paper and tape | Remove | 69.41 | 143.14 | 1
Kitchen | Cabinetry - upper (wall) units - Standard grade | Remove | 256.2 | 21 | 1
Kitchen | Cabinetry - upper (wall) units - Standard grade | Replace | 3441.42 | 21 | 1
Kitchen | Cabinetry - lower (base) units - Standard grade | Remove | 256.2 | 21 | 1
Kitchen | Cabinetry - lower (base) units - Standard grade | Replace | 4467.4 | 21 | 1
Kitchen | Countertop - flat laid plastic laminate - Standard grade | Remove | 203.29 | 29 | 1
Kitchen | Countertop - flat laid plastic laminate - Standard grade | Replace | 1240.68 | 29 | 1
Kitchen | Cabinet knob or pull - Standard grade | Replace | 200.68 | 22 | 1
Kitchen | Cabinetry - full height unit | Replace | 1223.55 | 3 | 1
Kitchen | Range - electric - Remove & reset | Replace | 45.09 | 1 | 1
Kitchen | Dishwasher - Standard grade | Detach & Reset | 292.49 | 1 | 1
Kitchen | Microwave oven - over range w/built-in hood - Standard grd | Detach & Reset | 155 | 1 | 1
Kitchen | Sink faucet - Kitchen - Standard grade | Replace | 242.47 | 1 | 1
Kitchen | Sink - double basin - Standard grade | Remove | 37.57 | 1 | 1
Kitchen | Sink - double basin - Standard grade | Replace | 372.92 | 1 | 1
Kitchen | Garbage disposal / disposer - Standard grade | Remove | 40.8 | 1 | 1
Kitchen | Garbage disposal / disposer - Standard grade | Replace | 262.13 | 1 | 1
Kitchen | Plumbing fixture supply line | Remove | 8.16 | 1 | 1
Kitchen | Plumbing fixture supply line | Replace | 24.74 | 1 | 1
Kitchen | Angle stop valve | Remove | 16.32 | 2 | 1
Kitchen | Angle stop valve | Replace | 94.69 | 2 | 1
Kitchen | Dishwasher connection | Replace | 177.55 | 1 | 1
Breakfast Area | Apply anti-microbial agent to the surface area | Replace | 11.95 | 32 | 1
Breakfast Area | Seal stud wall for odor control | Replace | 35.65 | 32 | 1
Breakfast Area | Blown-in insulation - 14" depth - R38 | Remove | 0 | 0 | 2
Breakfast Area | Blown-in insulation - 14" depth - R38 | Replace | 0 | 0 | 2
Breakfast Area | 5/8" drywall - hung, taped, ready for texture | Remove | 0 | 0 | 2
Breakfast Area | 5/8" drywall - hung, taped, ready for texture | Replace | 0 | 0 | 2
Breakfast Area | Scrape part of the ceiling & prep for paint | Replace | 111.86 | 134.66 | 1
Breakfast Area | Texture drywall - machine | Replace | 152.36 | 166.66 | 1
Breakfast Area | Seal/prime (1 coat) then paint (2 coats) the ceiling | Replace | 284.31 | 166.66 | 1
Breakfast Area | Mask per square foot for drywall work | Replace | 84.48 | 244.95 | 1
Breakfast Area | Light fixture - Standard grade | Detach & Reset | 69.7 | 1 | 1
Breakfast Area | Light bulb - LED A19 - up to 500 lm - material only | Replace | 5.6 | 1 | 1
Breakfast Area | Floor protection - heavy paper and tape | Remove | 80.82 | 166.66 | 1
Den | Apply anti-microbial agent to the surface area | Replace | 17.93 | 48 | 2
Den | Seal stud wall for odor control | Replace | 53.47 | 48 | 2
Den | Blown-in insulation - 14" depth - R38 | Remove | 0 | 0 | 2
Den | Blown-in insulation - 14" depth - R38 | Replace | 0 | 0 | 2
Den | 5/8" drywall - hung, taped, ready for texture | Remove | 22.4 | 32 | 1
Den | 5/8" drywall - hung, taped, ready for texture | Replace | 99.58 | 32 | 1
Den | Scrape part of the ceiling & prep for paint | Replace | 214.39 | 258.09 | 1
Den | Texture drywall - machine | Replace | 797.4 | 872.23 | 2
Den | Seal/prime (1 coat) then paint (2 coats) the ceiling | Replace | 494.86 | 290.09 | 1
Den | Batt insulation - 4" - R15 - paper / foil faced | Remove | 6.4 | 16 | 1
Den | Batt insulation - 4" - R15 - paper / foil faced | Replace | 26.51 | 16 | 1
Den | 1/2" drywall - hung, taped, ready for texture | Remove | 11.2 | 16 | 1
Den | 1/2" drywall - hung, taped, ready for texture | Replace | 48 | 16 | 1
Den | Scrape part of the walls & prep for paint | Replace | 470.3 | 566.14 | 1
Den | Seal/prime (1 coat) then paint (2 coats) the walls | Replace | 993.08 | 582.14 | 1
Den | Ceiling fan & light - Standard grade | Detach & Reset | 248.27 | 1 | 1
Den | Light bulb - LED A19 - up to 500 lm - material only | Replace | 5.6 | 1 | 1
Den | Floor protection - heavy paper and tape | Remove | 137.09 | 282.7 | 1
Den | Batt insulation - 10" - R30 - unfaced batt | Remove | 18.88 | 32 | 1
Den | Batt insulation - 10" - R30 - unfaced batt | Replace | 62.95 | 32 | 1
Bedroom 3 | Mask per square foot for drywall work | Replace | 51.68 | 154.31 | 1
Bedroom 3 | Apply anti-microbial agent to the surface area | Replace | 0 | 0 | 2
Bedroom 3 | Seal stud wall for odor control | Replace | 0 | 0 | 2
Bedroom 3 | 1/2" drywall - hung, taped, ready for texture | Remove | 0 | 0 | 2
Bedroom 3 | 1/2" drywall - hung, taped, ready for texture | Replace | 0 | 0 | 2
Bedroom 3 | Scrape the walls & prep for paint | Replace | 500.07 | 640.54 | 1
Bedroom 3 | Texture drywall - machine | Replace | 572.77 | 640.54 | 1
Bedroom 3 | Seal/prime (1 coat) then paint (2 coats) the walls | Replace | 1047.86 | 640.54 | 1
Bedroom 3 | Baseboard - 3 1/4" | Remove | 52.67 | 71.17 | 1
Bedroom 3 | Baseboard - 3 1/4" | Replace | 354.82 | 71.17 | 1
Bedroom 3 | Base shoe | Replace | 145.42 | 71.17 | 1
Bedroom 3 | Paint baseboard w/cap &/or shoe - two coats | Replace | 153.33 | 71.17 | 1
Bedroom 3 | Ceiling fan without light - Standard grade | Remove | 31.37 | 1 | 1
Bedroom 3 | Ceiling fan without light - Standard grade | Replace | 266.64 | 1 | 1
Bedroom 3 | Light bulb - LED A19 - up to 500 lm - material only | Replace | 5.6 | 1 | 1
Bedroom 3 | Combination CO/Smoke detector - Standard grade | Replace | 98.31 | 1 | 1
Bedroom 3 | Paint casing - two coats | Replace | 37.88 | 20 | 1
Bedroom 3 | Interior door unit - Standard grade | Remove | 34.35 | 1 | 1
Bedroom 3 | Interior door unit - Standard grade | Replace | 362.69 | 1 | 1
Bedroom 3 | Paint door slab only - 2 coats (per side) | Replace | 98.43 | 2 | 1
Bedroom 3 | Paint door/window trim & jamb - 2 coats (per side) | Replace | 82.25 | 2 | 1
Bedroom 3 | Door knob - interior - Standard grade | Replace | 43.95 | 1 | 1
Bedroom 3 | Apply anti-microbial agent to the floor | Replace | 54.55 | 154.31 | 1
Bedroom 3 | Floor preparation for resilient flooring | Replace | 116.81 | 154.31 | 1
Bedroom 3 | Carpet - Standard grade | Remove | 69.44 | 154.31 | 1
Bedroom 3 | Carpet pad - Standard grade | Remove | 29.32 | 154.31 | 1
Bedroom 3 | Vinyl plank flooring - Standard grade | Replace | 904.9 | 154.31 | 1
Bedroom 3 | Carpet - metal transition strip | Remove | 3.66 | 3 | 1
Bedroom 3 | Vinyl - metal transition strip | Replace | 10.47 | 3 | 1
Bathroom 2 | Outlet | Remove | 8.37 | 1 | 1
Bathroom 2 | Ground fault interrupter (GFI) outlet | Replace | 40.82 | 1 | 1
Bedroom 2 | Baseboard - 3 1/4" | Remove | 49.21 | 66.5 | 1
Bedroom 2 | Baseboard - 3 1/4" | Replace | 331.54 | 66.5 | 1
Bedroom 2 | Base shoe | Replace | 135.88 | 66.5 | 1
Bedroom 2 | Paint baseboard w/cap &/or shoe - two coats | Replace | 143.28 | 66.5 | 1
Bedroom 2 | Combination CO/Smoke detector - Standard grade | Replace | 98.31 | 1 | 1
Bedroom 2 | Paint casing - two coats | Replace | 37.88 | 20 | 1
Bedroom 2 | Interior door unit - Standard grade | Remove | 34.35 | 1 | 1
Bedroom 2 | Interior door unit - Standard grade | Replace | 362.69 | 1 | 1
Bedroom 2 | Paint door slab only - 2 coats (per side) | Replace | 98.43 | 2 | 1
Bedroom 2 | Paint door/window trim & jamb - 2 coats (per side) | Replace | 82.25 | 2 | 1
Bedroom 2 | Door knob - interior - Standard grade | Replace | 43.95 | 1 | 1
Bedroom 2 | Apply anti-microbial agent to the floor | Replace | 52.37 | 148.13 | 1
Bedroom 2 | Floor preparation for resilient flooring | Replace | 112.14 | 148.13 | 1
Bedroom 2 | Carpet - Standard grade | Remove | 66.66 | 148.13 | 1
Bedroom 2 | Carpet pad - Standard grade | Remove | 28.14 | 148.13 | 1
Bedroom 2 | Vinyl plank flooring - Standard grade | Replace | 868.66 | 148.13 | 1
Bedroom 2 | Carpet - metal transition strip | Remove | 3.66 | 3 | 1
Bedroom 2 | Vinyl - metal transition strip | Replace | 10.47 | 3 | 1
Garage | Apply anti-microbial agent to the surface area | Replace | 38.84 | 104 | 2
Garage | Seal stud wall for odor control | Replace | 115.86 | 104 | 2
Garage | 5/8" drywall - hung, taped, ready for texture | Remove | 0 | 0 | 2
Garage | 5/8" drywall - hung, taped, ready for texture | Replace | 0 | 0 | 2
Garage | Scrape the ceiling & prep for paint | Replace | 381.47 | 459.22 | 1
Garage | Texture drywall - machine | Replace | 1212.61 | 1326.42 | 2
Garage | Seal/prime (1 coat) then paint (2 coats) the ceiling | Replace | 783.38 | 459.22 | 1
Garage | 1/2" drywall - hung, taped, ready for texture | Remove | 22.4 | 32 | 1
Garage | 1/2" drywall - hung, taped, ready for texture | Replace | 95.99 | 32 | 1
Garage | Scrape part of the walls & prep for paint | Replace | 693.8 | 835.2 | 1
Garage | Seal/prime (1 coat) then paint (2 coats) the walls | Replace | 1479.36 | 867.2 | 1
Garage | Fluorescent light fixture - Standard grade | Detach & Reset | 101.19 | 1 | 1
Garage | Light bulb - Fluorescent tube - 4' soft white - mat. only | Replace | 14.64 | 2 | 1
Garage | Water heater - 50 gallon - Electric - 6 yr | Remove | 96.15 | 1 | 1
Garage | Water heater - 50 gallon - Electric - 6 yr | Replace | 1209.45 | 1 | 1
Garage | Water heater overflow drain pan | Remove | 10.39 | 1 | 1
Garage | Water heater overflow drain pan | Replace | 65.17 | 1 | 1
Garage | Thermal expansion tank - 2 gallon | Replace | 322.01 | 1 | 1
Garage | Condensate drain line | Remove | 0 | 0 | 2
Garage | Condensate drain line | Replace | 0 | 0 | 2
Garage | Attic entrance cover and trim | Remove | 12.79 | 1 | 1
Garage | Attic entrance cover and trim | Replace | 126.24 | 1 | 1
Garage | Stairway - disappearing (folding) / attic access ladder | Remove | 34.84 | 1 | 1
Garage | Stairway - disappearing (folding) / attic access ladder | Replace | 454.36 | 1 | 1
Garage | Seal & paint folding stairway/attic access exterior panel | Replace | 47.39 | 1 | 1
Garage | Floor protection - heavy paper and tape | Remove | 222.68 | 459.22 | 1
Garage | Disconnect box - 30 amp - non fused | Replace | 211.06 | 1 | 1
Garage | #10 gauge copper wire - stranded or solid | Replace | 4.95 | 4 | 1
Garage | Liquid tight flexible conduit, 1/2" | Replace | 47.99 | 4 | 1
Laundry Room | Outlet | Remove | 8.37 | 1 | 1
Laundry Room | Ground fault interrupter (GFI) outlet | Replace | 40.82 | 1 | 1
Laundry Room | Drywall patch / small repair, ready for paint | Replace | 110.73 | 1 | 1
Laundry Room | Seal/prime (1 coat) then paint (2 coats) the surface area | Replace | 27.13 | 16 | 1
Laundry Room | Texture drywall - machine | Replace | 14.63 | 16 | 1
Hallway 1 | Scrape the ceiling & prep for paint | Replace | 47.03 | 56.62 | 1
Hallway 1 | Texture drywall - machine | Replace | 51.76 | 56.62 | 1
Hallway 1 | Seal/prime (1 coat) then paint (2 coats) the ceiling | Replace | 96.59 | 56.62 | 1
Hallway 1 | Light fixture - Standard grade | Detach & Reset | 69.7 | 1 | 1
Hallway 1 | Light bulb - LED A19 - up to 500 lm - material only | Replace | 5.6 | 1 | 1
Hallway 1 | Combination CO/Smoke detector - Standard grade | Remove | 18.42 | 1 | 1
Hallway 1 | Combination CO/Smoke detector - Standard grade | Replace | 98.31 | 1 | 1
Dining Room | Scrape the ceiling & prep for paint | Replace | 176.23 | 212.14 | 1
Dining Room | Texture drywall - machine | Replace | 193.94 | 212.14 | 1
Dining Room | Seal/prime (1 coat) then paint (2 coats) the ceiling | Replace | 361.89 | 212.14 | 1
Dining Room | Baseboard - 3 1/4" | Remove | 25.63 | 34.63 | 1
Dining Room | Baseboard - 3 1/4" | Replace | 172.65 | 34.63 | 1
Dining Room | Base shoe | Replace | 70.75 | 34.63 | 1
Dining Room | Paint baseboard w/cap &/or shoe - two coats | Replace | 74.61 | 34.63 | 1
Dining Room | Light fixture - Standard grade | Detach & Reset | 69.7 | 1 | 1
Dining Room | Light bulb - LED A19 - up to 500 lm - material only | Replace | 5.6 | 1 | 1
Dining Room | Apply anti-microbial agent to the floor | Replace | 73.7 | 208.49 | 1
Dining Room | Floor preparation for resilient flooring | Replace | 157.83 | 208.49 | 1
Dining Room | Snaplock Laminate - simulated wood floor - Standard grade | Remove | 398.22 | 208.49 | 1
Dining Room | Vinyl plank flooring - Standard grade | Replace | 1222.62 | 208.49 | 1
Dining Room | Vinyl - metal transition strip | Remove | 6.1 | 5 | 1
Dining Room | Vinyl - metal transition strip | Replace | 17.45 | 5 | 1

## Agg CO (hidden)
Group Description | Desc | Activity | Total ACV | Total Qty | Agg Rows

## ECR Formatted (hidden)
# | Group Description | Desc | Qty | Unit | Coverage | Activity | ACV | Note 1 | Custom | Agg Rows | Total ACV | Total Qty | New Coverage
2 | Front Elevation | Soffit - metal | 24 | SF | ECR | Remove | 11.76 |  | 24 | 2 | 97.35 | 198.67 | ECR±
3 | Front Elevation | Soffit - metal | 24 | SF | ECR | Replace | 184.1 |  | 24 | 2 | 1523.94 | 198.67 | ECR±
4 | Front Elevation | Gutter / downspout - aluminum - up to 5" | 46 | LF | ECR | Remove | 37.26 |  | 46 | 1 | 37.26 | 46 | ECR
5 | Front Elevation | Gutter / downspout - aluminum - up to 5" | 46 | LF | ECR | Replace | 425.14 |  | 46 | 1 | 425.14 | 46 | ECR
6 | Front Elevation | Fluorescent light fixture - Standard grade | 1 | EA | ECR | Remove | 22.53 |  | 1 | 1 | 22.53 | 1 | ECR
7 | Front Elevation | Fluorescent light fixture - Standard grade | 1 | EA | ECR | Replace | 100.94 |  | 1 | 1 | 100.94 | 1 | ECR
8 | Front Elevation | Light bulb - Fluorescent tube - 4' soft white - mat. only | 2 | EA | ECR | Replace | 14.64 |  | 2 | 1 | 14.64 | 2 | ECR
13 | Left Elevation | Clean with pressure/chemical spray | 359.73 | SF | ECR | Replace | 180.12 |  | 359.73 | 1 | 180.12 | 359.73 | ECR
14 | Left Elevation | Exterior - seal or prime then paint with two finish coats | 359.73 | SF | ECR | Replace | 697.59 |  | 359.73 | 1 | 697.59 | 359.73 | ECR
15 | Left Elevation | Synthetic stucco crack repair | 15 | LF | ECR | Replace | 193.11 | ***Contractor Change - repair damage stucco. | 15 | 1 | 193.11 | 15 | ECR
24 | Rear Elevation | Concrete patch / small repair | 1 | EA | ECR | Replace | 186.3 | Above line item for window sill. | 1 | 1 | 186.3 | 1 | ECR
25 | Rear Elevation | Synthetic stucco repair | 12 | SF | ECR | Remove | 14.64 |  | 12 | 1 | 14.64 | 12 | ECR
26 | Rear Elevation | Synthetic stucco repair | 12 | SF | ECR | Replace | 122.34 |  | 12 | 1 | 122.34 | 12 | ECR
27 | Rear Elevation | Clean with pressure/chemical spray | 536.77 | SF | ECR | Replace | 268.77 |  | 536.77 | 1 | 268.77 | 536.77 | ECR
28 | Rear Elevation | Exterior - seal or prime then paint with two finish coats | 548.77 | SF | ECR | Replace | 1064.17 |  | 548.77 | 1 | 1064.17 | 548.77 | ECR
29 | Rear Elevation | Soffit - metal | 18 | SF | ECR | Remove | 8.82 |  | 18 | 1 | 8.82 | 18 | ECR
30 | Rear Elevation | Soffit - metal | 18 | SF | ECR | Replace | 138.07 |  | 18 | 1 | 138.07 | 18 | ECR
31 | Rear Elevation | Synthetic stucco crack repair | 14 | LF | ECR | Replace | 180.24 | ***Contractor Change - repair damage stucco. | 14 | 1 | 180.24 | 14 | ECR
40 | Right Elevation | Clean with pressure/chemical spray | 359.73 | SF | ECR | Replace | 180.12 |  | 359.73 | 1 | 180.12 | 359.73 | ECR
41 | Right Elevation | Exterior - seal or prime then paint with two finish coats | 359.73 | SF | ECR | Replace | 697.59 |  | 359.73 | 1 | 697.59 | 359.73 | ECR
48 | Roof | Laminated - comp. shingle rfg. - w/out felt | 22.94 | SQ | ECR | Remove | 2040.05 |  | 22.94 | 1 | 2040.05 | 22.94 | ECR
49 | Roof | Laminated - comp. shingle rfg. - w/out felt | 26.67 | SQ | ECR | Replace | 9334.53 |  | 26.67 | 1 | 9334.53 | 26.67 | ECR
50 | Roof | Ice & water barrier | 2294.33 | SF | ECR | Replace | 5649.1 |  | 2294.33 | 1 | 5649.1 | 2294.33 | ECR
51 | Roof | Asphalt starter - universal starter course | 144.75 | LF | ECR | Replace | 430.94 |  | 144.75 | 1 | 430.94 | 144.75 | ECR
52 | Roof | Sheathing - additional cost for H-clips | 2294.33 | SF | ECR | Replace | 394.86 |  | 2294.33 | 1 | 394.86 | 2294.33 | ECR
53 | Roof | Framing/truss hurricane strap | 113.61 | EA | ECR | Replace | 1557.95 |  | 113.61 | 1 | 1557.95 | 113.61 | ECR
54 | Roof | Sheathing - radiant barrier - 1/2" - OSB | 2294.33 | SF | ECR | Remove | 2087.84 |  | 2294.33 | 1 | 2087.84 | 2294.33 | ECR
55 | Roof | Sheathing - radiant barrier - 1/2" - OSB | 2294.33 | SF | ECR | Replace | 8198.79 |  | 2294.33 | 1 | 8198.79 | 2294.33 | ECR
56 | Roof | Hip / Ridge cap - Standard profile - composition shingles | 95.81 | LF | ECR | Remove | 396.65 |  | 95.81 | 1 | 396.65 | 95.81 | ECR
57 | Roof | Hip / Ridge cap - Standard profile - composition shingles | 95.81 | LF | ECR | Replace | 701.1 |  | 95.81 | 1 | 701.1 | 95.81 | ECR
58 | Roof | Continuous ridge vent - shingle-over style | 86.88 | LF | ECR | Remove | 119.89 |  | 86.88 | 1 | 119.89 | 86.88 | ECR
59 | Roof | Continuous ridge vent - shingle-over style | 86.88 | LF | ECR | Replace | 1219.42 |  | 86.88 | 1 | 1219.42 | 86.88 | ECR
60 | Roof | Drip edge | 227.23 | LF | ECR | Remove | 120.43 |  | 227.23 | 1 | 120.43 | 227.23 | ECR
61 | Roof | Drip edge | 227.23 | LF | ECR | Replace | 938.21 |  | 227.23 | 1 | 938.21 | 227.23 | ECR
62 | Roof | Flashing - pipe jack | 4 | EA | ECR | Remove | 45.88 |  | 4 | 1 | 45.88 | 4 | ECR
63 | Roof | Flashing - pipe jack | 4 | EA | ECR | Replace | 305.13 |  | 4 | 1 | 305.13 | 4 | ECR
78 | Main Level | Final cleaning - construction - Residential | 1768.98 | SF | ECR | Replace | 725.28 |  | 1768.98 | 1 | 725.28 | 1768.98 | ECR
79 | Main Level | Dumpster load - Approx. 12 yards, 1-3 tons of debris | 1 | EA | ECR | Remove | 527.83 |  | 1 | 1 | 527.83 | 1 | ECR
80 | Main Level | Job-site moving/storage container - 16' long (per month) | 1 | MO | ECR | Replace | 250.38 | ***Contractor Change - Two storage containers for 3 months. | 1 | 1 | 250.38 | 1 | ECR
81 | Main Level | Job-site cargo container - pick up/del. (each way) 16'-40' | 4 | EA | ECR | Replace | 599.2 | ***Contractor Change - Note: Fee is each way. Enter a quantity of 2 for delivery and pick up. | 4 | 1 | 599.2 | 4 | ECR
88 | Living Room | Apply anti-microbial agent to the surface area | 16 | SF | ECR | Replace | 5.98 |  | 16 | 1 | 5.98 | 16 | ECR
89 | Living Room | Seal stud wall for odor control | 16 | SF | ECR | Replace | 17.02 |  | 16 | 2 | 0 | 0 | ECR±
90 | Living Room | Blown-in insulation - 14" depth - R38 | 16 | SF | ECR | Remove | 27.52 |  | 16 | 2 | 0 | 0 | ECR±
91 | Living Room | Blown-in insulation - 14" depth - R38 | 16 | SF | ECR | Replace | 31.22 |  | 16 | 2 | 0 | 0 | ECR±
92 | Living Room | 5/8" drywall - hung, taped, ready for texture | 16 | SF | ECR | Remove | 10.88 |  | 16 | 2 | 0 | 0 | ECR±
93 | Living Room | 5/8" drywall - hung, taped, ready for texture | 16 | SF | ECR | Replace | 47 |  | 16 | 2 | 0 | 0 | ECR±
94 | Living Room | Scrape part of the ceiling & prep for paint | 244.56 | SF | ECR | Replace | 193.37 |  | 244.56 | 1 | 193.37 | 244.56 | ECR
95 | Living Room | Texture drywall - machine | 260.56 | SF | ECR | Replace | 214.75 |  | 260.56 | 1 | 214.75 | 260.56 | ECR
96 | Living Room | Seal/prime (1 coat) then paint (2 coats) the ceiling | 260.56 | SF | ECR | Replace | 426.25 |  | 260.56 | 1 | 426.25 | 260.56 | ECR
97 | Living Room | Mask per square foot for drywall work | 411.25 | SF | ECR | Replace | 129.51 |  | 411.25 | 1 | 129.51 | 411.25 | ECR
98 | Living Room | Ceiling fan without light - Standard grade | 1 | EA | ECR | Remove | 30.52 |  | 1 | 1 | 30.52 | 1 | ECR
99 | Living Room | Ceiling fan & light - Standard grade | 1 | EA | ECR | Replace | 359.36 |  | 1 | 1 | 359.36 | 1 | ECR
100 | Living Room | Light bulb - LED A19 - up to 500 lm - material only | 1 | EA | ECR | Replace | 5.6 |  | 1 | 1 | 5.6 | 1 | ECR
101 | Living Room | Floor protection - heavy paper and tape | 260.56 | SF | ECR | Remove | 123.74 |  | 260.56 | 1 | 123.74 | 260.56 | ECR
107 | Living Room | Scrape the surface area & prep for paint | 16 | SF | ECR | Replace | 12.65 | ***Contractor Change - accounting for the 16SF that was originally was subtracted from full ceiling measurement. | 16 | 1 | 12.65 | 16 | ECR
108 | Living Room | Spot seal w/oil based/hybrid stain blocker | 1 | EA | ECR | Replace | 31.45 | ***Contractor Change - Staining is minor, only scrape of texture, spot seal, and re-texture needed. | 1 | 1 | 31.45 | 1 | ECR
112 | Bedroom 3 | Combination CO/Smoke detector - Standard grade | 1 | EA | ECR | Replace | 98.81 |  | 1 | 1 | 98.81 | 1 | ECR
113 | Bedroom 2 | Combination CO/Smoke detector - Standard grade | 1 | EA | ECR | Replace | 98.81 |  | 1 | 1 | 98.81 | 1 | ECR
114 | Bedroom 2 | Window locks | 1 | EA | ECR | Replace | 18.53 | ***Contractor Change - broken window lock. | 1 | 1 | 18.53 | 1 | ECR
115 | Bedroom 1 | Apply anti-microbial agent to the surface area | 16 | SF | ECR | Replace | 5.98 |  | 16 | 4 | 0 | 0 | ECR±
116 | Bedroom 1 | Seal stud wall for odor control | 16 | SF | ECR | Replace | 17.02 |  | 16 | 4 | 0 | 0 | ECR±
117 | Bedroom 1 | Blown-in insulation - 14" depth - R38 | 16 | SF | ECR | Remove | 27.52 |  | 16 | 2 | 0 | 0 | ECR±
118 | Bedroom 1 | Blown-in insulation - 14" depth - R38 | 16 | SF | ECR | Replace | 31.22 |  | 16 | 2 | 0 | 0 | ECR±
119 | Bedroom 1 | 5/8" drywall - hung, taped, ready for texture | 16 | SF | ECR | Remove | 10.88 |  | 16 | 2 | 0 | 0 | ECR±
120 | Bedroom 1 | 5/8" drywall - hung, taped, ready for texture | 16 | SF | ECR | Replace | 47 |  | 16 | 2 | 0 | 0 | ECR±
121 | Bedroom 1 | Scrape part of the ceiling & prep for paint | 387.67 | SF | ECR | Replace | 306.53 |  | 387.67 | 2 | 0 | 0 | ECR±
122 | Bedroom 1 | Texture drywall - machine | 403.67 | SF | ECR | Replace | 332.71 |  | 403.67 | 4 | -1.1369e-13 | 0 | ECR±
123 | Bedroom 1 | Seal/prime (1 coat) then paint (2 coats) the ceiling | 403.67 | SF | ECR | Replace | 660.37 |  | 403.67 | 1 | 660.37 | 403.67 | ECR
126 | Bedroom 1 | Batt insulation - 4" - R15 - paper / foil faced | 16 | SF | ECR | Remove | 6.24 |  | 16 | 2 | 0 | 0 | ECR±
127 | Bedroom 1 | Batt insulation - 4" - R15 - paper / foil faced | 16 | SF | ECR | Replace | 26.35 |  | 16 | 2 | 0 | 0 | ECR±
128 | Bedroom 1 | 1/2" drywall - hung, taped, ready for texture | 16 | SF | ECR | Remove | 10.88 |  | 16 | 2 | 0 | 0 | ECR±
129 | Bedroom 1 | 1/2" drywall - hung, taped, ready for texture | 16 | SF | ECR | Replace | 44.16 |  | 16 | 2 | 0 | 0 | ECR±
130 | Bedroom 1 | Scrape part of the walls & prep for paint | 915.01 | SF | ECR | Replace | 723.5 |  | 915.01 | 2 | 0 | 0 | ECR±
132 | Bedroom 1 | Seal/prime (1 coat) then paint (2 coats) the walls | 931.01 | SF | ECR | Replace | 1523.04 |  | 931.01 | 1 | 1523.04 | 931.01 | ECR
133 | Bedroom 1 | Baseboard - 3 1/4" | 112.5 | LF | ECR | Remove | 83.25 |  | 112.5 | 1 | 83.25 | 112.5 | ECR
134 | Bedroom 1 | Baseboard - 3 1/4" | 112.5 | LF | ECR | Replace | 576.63 |  | 112.5 | 1 | 576.63 | 112.5 | ECR
135 | Bedroom 1 | Base shoe | 112.5 | LF | ECR | Replace | 237.81 |  | 112.5 | 1 | 237.81 | 112.5 | ECR
136 | Bedroom 1 | Paint baseboard w/cap &/or shoe - two coats | 112.5 | LF | ECR | Replace | 243.59 |  | 112.5 | 1 | 243.59 | 112.5 | ECR
137 | Bedroom 1 | Ceiling fan without light - Standard grade | 1 | EA | ECR | Detach & Reset | 251.03 |  | 1 | 1 | 251.03 | 1 | ECR
138 | Bedroom 1 | Recessed light fixture - Detach & reset trim only | 10 | EA | ECR | Replace | 49.5 |  | 10 | 1 | 49.5 | 10 | ECR
139 | Bedroom 1 | Light bulb - LED A19 - up to 500 lm - material only | 10 | EA | ECR | Replace | 55.96 |  | 10 | 1 | 55.96 | 10 | ECR
140 | Bedroom 1 | Paint casing - two coats | 71 | LF | ECR | Replace | 128.79 |  | 71 | 1 | 128.79 | 71 | ECR
141 | Bedroom 1 | Attic entrance cover and trim | 1 | EA | ECR | Remove | 12.45 |  | 1 | 2 | 0 | 0 | ECR±
142 | Bedroom 1 | Attic entrance cover and trim | 1 | EA | ECR | Replace | 126.95 |  | 1 | 2 | 0 | 0 | ECR±
143 | Bedroom 1 | Stairway - disappearing (folding) / attic access ladder | 1 | EA | ECR | Remove | 34.67 |  | 1 | 2 | 0 | 0 | ECR±
144 | Bedroom 1 | Stairway - disappearing (folding) / attic access ladder | 1 | EA | ECR | Replace | 453.95 |  | 1 | 2 | 0 | 0 | ECR±
145 | Bedroom 1 | Seal & paint folding stairway/attic access exterior panel | 1 | EA | ECR | Replace | 47.45 |  | 1 | 2 | 0 | 0 | ECR±
146 | Bedroom 1 | Apply anti-microbial agent to the floor | 399.49 | SF | ECR | Replace | 149.21 |  | 399.49 | 1 | 149.21 | 399.49 | ECR
147 | Bedroom 1 | Floor preparation for resilient flooring | 399.49 | SF | ECR | Replace | 362.34 |  | 399.49 | 1 | 362.34 | 399.49 | ECR
148 | Bedroom 1 | Carpet - Standard grade | 399.49 | SF | ECR | Remove | 175.78 | Tackless Strip is included in the line item estimate | 399.49 | 1 | 175.78 | 399.49 | ECR
149 | Bedroom 1 | Carpet pad - Standard grade | 399.49 | SF | ECR | Remove | 75.9 |  | 399.49 | 1 | 75.9 | 399.49 | ECR
150 | Bedroom 1 | Carpet - metal transition strip | 3 | LF | ECR | Remove | 3.66 |  | 3 | 1 | 3.66 | 3 | ECR
151 | Bedroom 1 | Vinyl plank flooring - Standard grade | 399.49 | SF | ECR | Replace | 2390.63 |  | 399.49 | 1 | 2390.63 | 399.49 | ECR
152 | Bedroom 1 | Vinyl - metal transition strip | 3 | LF | ECR | Replace | 11.92 |  | 3 | 1 | 11.92 | 3 | ECR
174 | Bedroom 1 | Outlet or switch cover - Double | 1 | EA | ECR | Replace | 6.09 | ***Contractor Change - No cover for double light switches. | 1 | 1 | 6.09 | 1 | ECR
175 | Bedroom 1 | Door opening (jamb & casing) - 60" or wider - paint grade | 1 | EA | ECR | Remove | 10.17 | ***Contractor Change - photos at damage assessment and site walk show damage to double door trim | 1 | 1 | 10.17 | 1 | ECR
176 | Bedroom 1 | Door opening (jamb & casing) - 60" or wider - paint grade | 1 | EA | ECR | Replace | 312.8 | ***Contractor Change - photos at damage assessment and site walk show damage to double door trim | 1 | 1 | 312.8 | 1 | ECR
177 | Bedroom 1 | Paint door or window opening - Large - 1 coat (per side) | 2 | EA | ECR | Replace | 62.75 |  | 2 | 1 | 62.75 | 2 | ECR
206 | Bathroom 1 | Mask per square foot for drywall work | 38.92 | SF | ECR | Replace | 12.26 |  | 38.92 | 1 | 12.26 | 38.92 | ECR
207 | Bathroom 1 | Apply anti-microbial agent to the surface area | 4 | SF | ECR | Replace | 1.49 |  | 4 | 2 | 0 | 0 | ECR±
208 | Bathroom 1 | Seal stud wall for odor control | 4 | SF | ECR | Replace | 4.26 |  | 4 | 2 | 0 | 0 | ECR±
209 | Bathroom 1 | 1/2" water rock (greenboard) hung, taped ready for texture | 4 | SF | ECR | Remove | 2.72 |  | 4 | 2 | 0 | 0 | ECR±
210 | Bathroom 1 | 1/2" water rock (greenboard) hung, taped ready for texture | 4 | SF | ECR | Replace | 11.76 |  | 4 | 2 | 0 | 0 | ECR±
211 | Bathroom 1 | Scrape part of the walls & prep for paint | 201.33 | SF | ECR | Replace | 159.19 |  | 201.33 | 2 | 0 | 0 | ECR±
212 | Bathroom 1 | Texture drywall - machine | 205.33 | SF | ECR | Replace | 169.23 |  | 205.33 | 2 | 0 | 0 | ECR±
213 | Bathroom 1 | Seal/prime (1 coat) then paint (2 coats) the walls | 205.33 | SF | ECR | Replace | 335.9 |  | 205.33 | 1 | 335.9 | 205.33 | ECR
214 | Bathroom 1 | Fluorescent light fixture - Standard grade | 1 | EA | ECR | Detach & Reset | 102.32 |  | 1 | 2 | 0 | 0 | ECR±
215 | Bathroom 1 | Light bulb - Fluorescent tube - 4' soft white - mat. only | 2 | EA | ECR | Replace | 14.64 |  | 2 | 2 | 0 | 0 | ECR±
216 | Bathroom 1 | Outlet | 1 | EA | ECR | Remove | 8.14 |  | 1 | 1 | 8.14 | 1 | ECR
217 | Bathroom 1 | Ground fault interrupter (GFI) outlet | 1 | EA | ECR | Replace | 41.06 |  | 1 | 1 | 41.06 | 1 | ECR
218 | Bathroom 1 | Angle stop valve | 1 | EA | ECR | Remove | 8.09 | Allow to D&R Toilet | 1 | 1 | 8.09 | 1 | ECR
219 | Bathroom 1 | Angle stop valve | 1 | EA | ECR | Replace | 53.08 | Allow to D&R Toilet | 1 | 1 | 53.08 | 1 | ECR
220 | Bathroom 1 | Plumbing fixture supply line | 1 | EA | ECR | Remove | 8.09 | Allow to D&R Toilet | 1 | 1 | 8.09 | 1 | ECR
221 | Bathroom 1 | Plumbing fixture supply line | 1 | EA | ECR | Replace | 27.61 | Allow to D&R Toilet | 1 | 1 | 27.61 | 1 | ECR
222 | Bathroom 1 | Toilet - Standard grade | 1 | EA | ECR | Detach & Reset | 356.89 |  | 1 | 1 | 356.89 | 1 | ECR
223 | Bathroom 1 | Medicine cabinet - Standard grade | 1 | EA | ECR | Detach & Reset | 74.4 |  | 1 | 1 | 74.4 | 1 | ECR
224 | Bathroom 1 | Mirror - 1/8" plate glass | 6 | SF | ECR | Detach & Reset | 49.14 |  | 6 | 1 | 49.14 | 6 | ECR
225 | Bathroom 1 | Toilet paper holder - Standard grade | 1 | EA | ECR | Detach & Reset | 23.66 |  | 1 | 1 | 23.66 | 1 | ECR
226 | Bathroom 1 | Shower curtain rod | 1 | EA | ECR | Detach & Reset | 21.29 |  | 1 | 1 | 21.29 | 1 | ECR
227 | Bathroom 1 | Floor protection - heavy paper and tape | 38.92 | SF | ECR | Remove | 18.48 |  | 38.92 | 1 | 18.48 | 38.92 | ECR
246 | Bathroom 2 | Outlet | 1 | EA | ECR | Remove | 8.14 |  | 1 | 1 | 8.14 | 1 | ECR
247 | Bathroom 2 | Ground fault interrupter (GFI) outlet | 1 | EA | ECR | Replace | 41.06 |  | 1 | 1 | 41.06 | 1 | ECR
248 | Bathroom 2 | Sink faucet - Bathroom - Standard grade | 1 | EA | ECR | Remove | 30.33 |  | 1 | 1 | 30.33 | 1 | ECR
249 | Bathroom 2 | Sink faucet - Bathroom - Standard grade | 1 | EA | ECR | Replace | 219.35 | Supply Lines are included in the line item estimate | 1 | 1 | 219.35 | 1 | ECR
250 | Bathroom 2 | P-trap assembly - ABS (plastic) | 1 | EA | ECR | Remove | 12.14 |  | 1 | 1 | 12.14 | 1 | ECR
251 | Bathroom 2 | P-trap assembly - ABS (plastic) | 1 | EA | ECR | Replace | 88.42 |  | 1 | 1 | 88.42 | 1 | ECR
252 | Bathroom 2 | Angle stop valve | 2 | EA | ECR | Remove | 16.18 |  | 2 | 1 | 16.18 | 2 | ECR
253 | Bathroom 2 | Angle stop valve | 2 | EA | ECR | Replace | 106.17 |  | 2 | 1 | 106.17 | 2 | ECR
254 | Bathroom 2 | Plumbing fixture supply line | 2 | EA | ECR | Remove | 16.18 | Allow to remove Vanity | 2 | 1 | 16.18 | 2 | ECR
255 | Bathroom 2 | Vanity - Standard grade | 4 | LF | ECR | Remove | 48.6 |  | 4 | 1 | 48.6 | 4 | ECR
256 | Bathroom 2 | Vanity - Standard grade | 4 | LF | ECR | Replace | 727.13 |  | 4 | 1 | 727.13 | 4 | ECR
257 | Bathroom 2 | Vanity top - one sink - cultured marble | 4 | LF | ECR | Remove | 27.92 | P-trap is not included in the line item estimate | 4 | 1 | 27.92 | 4 | ECR
258 | Bathroom 2 | Vanity top - one sink - cultured marble | 4 | LF | ECR | Replace | 457.71 | P-trap is not included in the line item estimate | 4 | 1 | 457.71 | 4 | ECR
280 | Kitchen | Scrape the ceiling & prep for paint | 108.26 | SF | ECR | Replace | 85.61 | continuous | 108.26 | 1 | 85.61 | 108.26 | ECR
281 | Kitchen | Texture drywall - machine | 108.26 | SF | ECR | Replace | 89.23 | continuous | 108.26 | 1 | 89.23 | 108.26 | ECR
282 | Kitchen | Seal/prime (1 coat) then paint (2 coats) the ceiling | 108.26 | SF | ECR | Replace | 177.1 | continuous | 108.26 | 1 | 177.1 | 108.26 | ECR
283 | Kitchen | Fluorescent light fixture - Standard grade | 2 | EA | ECR | Remove | 45.06 |  | 2 | 1 | 45.06 | 2 | ECR
284 | Kitchen | Fluorescent light fixture - Standard grade | 2 | EA | ECR | Replace | 201.88 |  | 2 | 1 | 201.88 | 2 | ECR
285 | Kitchen | Light bulb - Fluorescent tube - 4' soft white - mat. only | 4 | EA | ECR | Replace | 29.28 |  | 4 | 1 | 29.28 | 4 | ECR
286 | Kitchen | Outlet | 1 | EA | ECR | Remove | 8.14 |  | 1 | 1 | 8.14 | 1 | ECR
287 | Kitchen | Ground fault interrupter (GFI) outlet | 1 | EA | ECR | Replace | 41.06 |  | 1 | 1 | 41.06 | 1 | ECR
288 | Kitchen | Mask per square foot for drywall work | 270 | SF | ECR | Replace | 85.02 | ***Contractor Change - Will be needed for ceiling work. | 270 | 1 | 85.02 | 270 | ECR
289 | Kitchen | Floor protection - heavy paper and tape | 108.26 | SF | ECR | Remove | 51.41 | ***Contractor Change - Will be needed for ceiling work. | 108.26 | 1 | 51.41 | 108.26 | ECR
295 | Dining Room | Scrape the ceiling & prep for paint | 110.08 | SF | ECR | Replace | 87.04 | continuous | 110.08 | 1 | 87.04 | 110.08 | ECR
296 | Dining Room | Texture drywall - machine | 110.08 | SF | ECR | Replace | 90.73 | continuous | 110.08 | 1 | 90.73 | 110.08 | ECR
297 | Dining Room | Seal/prime (1 coat) then paint (2 coats) the ceiling | 110.08 | SF | ECR | Replace | 180.08 | continuous | 110.08 | 1 | 180.08 | 110.08 | ECR
298 | Dining Room | Light fixture - Standard grade | 1 | EA | ECR | Detach & Reset | 70.49 |  | 1 | 1 | 70.49 | 1 | ECR
299 | Dining Room | Light bulb - LED A19 - up to 500 lm - material only | 1 | EA | ECR | Replace | 5.6 |  | 1 | 1 | 5.6 | 1 | ECR
300 | Dining Room | Mask per square foot for drywall work | 186.67 | SF | ECR | Replace | 58.78 | ***Contractor Change - Will be needed for ceiling work. | 186.67 | 1 | 58.78 | 186.67 | ECR
301 | Dining Room | Floor protection - heavy paper and tape | 110.08 | SF | ECR | Remove | 52.28 | ***Contractor Change - Will be needed for ceiling work. | 110.08 | 1 | 52.28 | 110.08 | ECR
304 | Laundry Room | Apply anti-microbial agent to the surface area | 4 | SF | ECR | Replace | 1.49 |  | 4 | 2 | 0 | 0 | ECR±
305 | Laundry Room | Seal stud wall for odor control | 4 | SF | ECR | Replace | 4.26 |  | 4 | 2 | 0 | 0 | ECR±
306 | Laundry Room | 5/8" drywall - hung, taped, ready for texture | 4 | SF | ECR | Remove | 2.72 |  | 4 | 2 | 0 | 0 | ECR±
307 | Laundry Room | 5/8" drywall - hung, taped, ready for texture | 4 | SF | ECR | Replace | 11.75 |  | 4 | 2 | 0 | 0 | ECR±
308 | Laundry Room | Scrape part of the ceiling & prep for paint | 48.21 | SF | ECR | Replace | 38.12 |  | 48.21 | 1 | 38.12 | 48.21 | ECR
309 | Laundry Room | Texture drywall - machine | 52.21 | SF | ECR | Replace | 43.03 |  | 52.21 | 1 | 43.03 | 52.21 | ECR
310 | Laundry Room | Seal/prime (1 coat) then paint (2 coats) the ceiling | 52.21 | SF | ECR | Replace | 85.41 |  | 52.21 | 1 | 85.41 | 52.21 | ECR
311 | Laundry Room | Mask per square foot for drywall work | 120.58 | SF | ECR | Replace | 37.97 |  | 120.58 | 1 | 37.97 | 120.58 | ECR
312 | Laundry Room | Fluorescent light fixture - Standard grade | 1 | EA | ECR | Remove | 22.53 |  | 1 | 1 | 22.53 | 1 | ECR
313 | Laundry Room | Fluorescent light fixture - Standard grade | 1 | EA | ECR | Replace | 100.94 |  | 1 | 1 | 100.94 | 1 | ECR
314 | Laundry Room | Light bulb - Fluorescent tube - 4' soft white - mat. only | 2 | EA | ECR | Replace | 14.64 |  | 2 | 1 | 14.64 | 2 | ECR
315 | Laundry Room | Outlet | 1 | EA | ECR | Remove | 8.14 |  | 1 | 1 | 8.14 | 1 | ECR
316 | Laundry Room | Ground fault interrupter (GFI) outlet | 1 | EA | ECR | Replace | 41.06 |  | 1 | 1 | 41.06 | 1 | ECR
317 | Laundry Room | Floor protection - heavy paper and tape | 52.21 | SF | ECR | Remove | 24.8 |  | 52.21 | 1 | 24.8 | 52.21 | ECR
322 | Laundry Room | Scrape the surface area & prep for paint | 4 | SF | ECR | Replace | 3.16 | ***Contractor Change - accounting for the 4SF that was originally was subtracted from full ceiling measurement. | 4 | 1 | 3.16 | 4 | ECR
333 | Garage | Apply anti-microbial agent to the surface area | 32 | SF | ECR | Replace | 11.95 |  | 32 | 2 | 0 | 0 | ECR±
334 | Garage | Seal stud wall for odor control | 32 | SF | ECR | Replace | 34.05 |  | 32 | 2 | 0 | 0 | ECR±
335 | Garage | 5/8" drywall - hung, taped, ready for texture | 32 | SF | ECR | Remove | 21.76 |  | 32 | 2 | 0 | 0 | ECR±
336 | Garage | 5/8" drywall - hung, taped, ready for texture | 32 | SF | ECR | Replace | 94 |  | 32 | 2 | 0 | 0 | ECR±
337 | Garage | Scrape part of the ceiling & prep for paint | 380.16 | SF | ECR | Replace | 300.6 |  | 380.16 | 1 | 300.6 | 380.16 | ECR
338 | Garage | Texture drywall - machine | 412.16 | SF | ECR | Replace | 339.7 |  | 412.16 | 1 | 339.7 | 412.16 | ECR
339 | Garage | Seal/prime (1 coat) then paint (2 coats) the ceiling | 412.16 | SF | ECR | Replace | 674.26 |  | 412.16 | 1 | 674.26 | 412.16 | ECR
340 | Garage | Mask per square foot for drywall work | 574.09 | SF | ECR | Replace | 180.78 |  | 574.09 | 1 | 180.78 | 574.09 | ECR
341 | Garage | Fluorescent light fixture - Standard grade | 2 | EA | ECR | Detach & Reset | 204.64 |  | 2 | 1 | 204.64 | 2 | ECR
342 | Garage | Light bulb - Fluorescent tube - 4' soft white - mat. only | 4 | EA | ECR | Replace | 29.28 |  | 4 | 1 | 29.28 | 4 | ECR
343 | Garage | Exterior door - metal - insulated - Standard grade | 1 | EA | ECR | Remove | 34.67 |  | 1 | 1 | 34.67 | 1 | ECR
344 | Garage | Exterior door - metal - insulated - Standard grade | 1 | EA | ECR | Replace | 420.39 |  | 1 | 1 | 420.39 | 1 | ECR
345 | Garage | Door weather stripping | 1 | EA | ECR | Replace | 37.51 |  | 1 | 1 | 37.51 | 1 | ECR
346 | Garage | Prime & paint door slab only - exterior (per side) | 2 | EA | ECR | Replace | 112.41 |  | 2 | 1 | 112.41 | 2 | ECR
347 | Garage | Paint door/window trim & jamb - 2 coats (per side) | 2 | EA | ECR | Replace | 78.59 |  | 2 | 1 | 78.59 | 2 | ECR
348 | Garage | Door lockset & deadbolt - exterior - Standard grade | 1 | EA | ECR | Replace | 74.01 |  | 1 | 1 | 74.01 | 1 | ECR
349 | Garage | Attic entrance cover and trim | 1 | EA | ECR | Remove | 12.45 |  | 1 | 1 | 12.45 | 1 | ECR
350 | Garage | Attic entrance cover and trim | 1 | EA | ECR | Replace | 126.95 |  | 1 | 1 | 126.95 | 1 | ECR
351 | Garage | Stairway - disappearing (folding) / attic access ladder | 1 | EA | ECR | Replace | 453.95 |  | 1 | 1 | 453.95 | 1 | ECR
352 | Garage | Seal & paint folding stairway/attic access exterior panel | 1 | EA | ECR | Replace | 47.45 |  | 1 | 1 | 47.45 | 1 | ECR
353 | Garage | Floor protection - heavy paper and tape | 412.16 | SF | ECR | Remove | 195.74 |  | 412.16 | 1 | 195.74 | 412.16 | ECR
358 | Garage | Scrape the surface area & prep for paint | 32 | SF | ECR | Replace | 25.3 | ***Contractor Change - accounting for the 32SF that was originally was subtracted from full ceiling measurement. | 32 | 1 | 25.3 | 32 | ECR
359 | Garage | Additional charge for a retrofit exterior door - difficult | 1 | EA | ECR | Replace | 479.06 | ***Contractor Change - retrofit needed for exterior door. | 1 | 1 | 479.06 | 1 | ECR
360 | Garage | Drywall tape joint / repair - per LF | 88 | LF | ECR | Replace | 896.79 | ***Contractor Change - joint tape showing damage and further damaged during scraping of texture throughout the ceiling. | 88 | 1 | 896.79 | 88 | ECR

## CO Formatted (hidden)
# | Group Description | Desc | Qty | Unit | Coverage | Activity | ACV | Note 1 | Custom | Agg Rows | Total ACV | Total Qty | New Coverage
11 | Front Elevation | Prime & paint exterior soffit - metal | 174.67 | SF | CO1 | Replace | 438.48 | ** After replacement of soffit it will be required to prime and paint for longevity of material. | 174.67 | 1 | 438.48 | 174.67 | CO1
12 | Front Elevation | Exterior - seal or prime then paint with two finish coats | 518 | SF | CO1 | Replace | 1004.51 |  | 518 | 1 | 1004.51 | 518 | CO1
16 | Left Elevation | Synthetic stucco crack repair | 13.5 | LF | CO1 | Replace | 173.81 | ***Contractor Change - additional damaged stucco pointed out by homeowner. | 13.5 | 1 | 173.81 | 13.5 | CO1
17 | Left Elevation | Soffit - metal | 68.19 | SF | CO1 | Remove | 33.41 | ** Damage to soffit from weather event requires removal and replacement | 68.19 | 2 | 40.09 | 81.83 | CO±
18 | Left Elevation | Soffit - metal | 68.19 | SF | CO1 | Replace | 523.06 | ** Damage to soffit from weather event requires removal and replacement | 68.19 | 2 | 627.69 | 81.83 | CO±
19 | Left Elevation | Prime & paint exterior soffit - metal | 68.19 | SF | CO1 | Replace | 171.17 | ** Damage to soffit from weather event requires painting | 68.19 | 2 | 205.41 | 81.83 | CO±
32 | Rear Elevation | Prime & paint exterior soffit - metal | 18 | SF | CO1 | Replace | 45.19 | ** Damage to soffit from weather event requires painting | 18 | 2 | 404.99 | 161.33 | CO±
33 | Rear Elevation | Exterior light fixture | 2 | EA | CO1 | Remove | 40.56 | ** Exterior light fixture damaged from weather event. Does not turn on and severely weather worn. | 2 | 1 | 40.56 | 2 | CO1
34 | Rear Elevation | Exterior light fixture | 2 | EA | CO1 | Replace | 226.38 | ** Exterior light fixture damaged from weather event. Does not turn on and severely weather worn. | 2 | 1 | 226.38 | 2 | CO1
35 | Rear Elevation | Gutter / downspout - aluminum - up to 5" | 54 | LF | CO2 | Remove | 43.74 | ** Rear elevation gutter needed to be replaced during roof replacement, approximately 54 LF for removal and replacement | 54 | 1 | 43.74 | 54 | CO2
36 | Rear Elevation | Gutter / downspout - aluminum - up to 5" | 54 | LF | CO2 | Replace | 499.07 | ** Rear elevation gutter needed to be replaced during roof replacement, approximately 54 LF for removal and replacement | 54 | 1 | 499.07 | 54 | CO2
37 | Rear Elevation | Soffit - metal | 143.33 | SF | CO2 | Remove | 70.23 | **Soffit was damaged from weather event requiring removal and replacement | 143.33 | 1 | 70.23 | 143.33 | CO2
38 | Rear Elevation | Soffit - metal | 143.33 | SF | CO2 | Replace | 1099.44 | **Soffit was damaged from weather event requiring removal and replacement | 143.33 | 1 | 1099.44 | 143.33 | CO2
42 | Right Elevation | Soffit - metal | 41.67 | SF | CO1 | Remove | 20.42 | ** Damage to soffit from weather event requires removal and replacement | 41.67 | 2 | 24.5 | 50 | CO±
43 | Right Elevation | Soffit - metal | 41.67 | SF | CO1 | Replace | 319.64 | ** Damage to soffit from weather event requires removal and replacement | 41.67 | 2 | 383.54 | 50 | CO±
44 | Right Elevation | Prime & paint exterior soffit - metal | 41.67 | SF | CO1 | Replace | 104.61 | ** Damage to soffit from weather event requires painting | 41.67 | 2 | 125.52 | 50 | CO±
64 | Roof | Laminated - comp. shingle rfg. - w/out felt | 4.26 | SQ | CO1 | Remove | 378.84 | ***GC Change - Reconciling sketch with roof report for accurate roof measurements | 4.26 | 1 | 378.84 | 4.26 | CO1
65 | Roof | Laminated - comp. shingle rfg. - w/out felt | 5.33 | SQ | CO1 | Replace | 1865.5 | ***GC Change - Reconciling sketch with roof report for accurate roof measurements | 5.33 | 1 | 1865.5 | 5.33 | CO1
66 | Roof | Ice & water barrier | 412.67 | SF | CO1 | Replace | 1016.08 | ***GC Change - Reconciling sketch with roof report for accurate roof measurements | 412.67 | 1 | 1016.08 | 412.67 | CO1
67 | Roof | Asphalt starter - universal starter course | 2.25 | LF | CO1 | Replace | 6.7 | ***GC Change - Reconciling sketch with roof report for accurate roof measurements | 2.25 | 1 | 6.7 | 2.25 | CO1
68 | Roof | Sheathing - additional cost for H-clips | 412.67 | SF | CO1 | Replace | 71.02 | ***GC Change - Reconciling sketch with roof report for accurate roof measurements | 412.67 | 1 | 71.02 | 412.67 | CO1
69 | Roof | Framing/truss hurricane strap | 6.43 | EA | CO1 | Replace | 88.17 | ***GC Change - Reconciling sketch with roof report for accurate roof measurements | 6.43 | 1 | 88.17 | 6.43 | CO1
70 | Roof | Sheathing - radiant barrier - 1/2" - OSB | 412.67 | SF | CO1 | Remove | 375.53 | ***GC Change - Reconciling sketch with roof report for accurate roof measurements | 412.67 | 1 | 375.53 | 412.67 | CO1
71 | Roof | Sheathing - radiant barrier - 1/2" - OSB | 412.67 | SF | CO1 | Replace | 1474.68 | ***GC Change - Reconciling sketch with roof report for accurate roof measurements | 412.67 | 1 | 1474.68 | 412.67 | CO1
72 | Roof | Hip / Ridge cap - Standard profile - composition shingles | 6.11 | LF | CO1 | Remove | 25.3 | ***GC Change - Reconciling sketch with roof report for accurate roof measurements | 6.11 | 1 | 25.3 | 6.11 | CO1
73 | Roof | Hip / Ridge cap - Standard profile - composition shingles | 6.11 | LF | CO1 | Replace | 44.71 | ***GC Change - Reconciling sketch with roof report for accurate roof measurements | 6.11 | 1 | 44.71 | 6.11 | CO1
74 | Roof | Continuous ridge vent - shingle-over style | 6.95 | LF | CO1 | Remove | 9.59 | ***GC Change - Reconciling sketch with roof report for accurate roof measurements | 6.95 | 1 | 9.59 | 6.95 | CO1
75 | Roof | Continuous ridge vent - shingle-over style | 6.95 | LF | CO1 | Replace | 97.54 | ***GC Change - Reconciling sketch with roof report for accurate roof measurements | 6.95 | 1 | 97.54 | 6.95 | CO1
76 | Roof | Drip edge | 12.86 | LF | CO1 | Remove | 6.82 | ***GC Change - Reconciling sketch with roof report for accurate roof measurements | 12.86 | 1 | 6.82 | 12.86 | CO1
77 | Roof | Drip edge | 12.86 | LF | CO1 | Replace | 53.09 | ***GC Change - Reconciling sketch with roof report for accurate roof measurements | 12.86 | 1 | 53.09 | 12.86 | CO1
82 | Main Level | Job-site moving/storage container - 16' long (per month) | 9 | MO | CO1 | Replace | 2253.42 | **GC Change - 5/20 (NTP) > 9/30 (NTC End) = 133 days + 14 days = 147 days / 30 = 9.8 Months total - 1 approved = ~9 MO additional (8.8) | 9 | 2 | 751.14 | 3 | CO±
83 | Main Level | Batt insulation - 10" - R30 - unfaced batt | 1773.16 | SF | CO1 | Remove | 1028.43 | ** Insulation in ceiling not properly installed causing fire hazard. Requires removal and replacement. | 1773.16 | 2 | 0 | 0 | CO±
84 | Main Level | Blown-in insulation - 12" depth - R30 | 1773.16 | SF | CO1 | Replace | 2836.7 | ** Required replacement after insulation is removed. | 1773.16 | 1 | 2836.7 | 1773.16 | CO1
87 | Main Level | Batt insulation - 12" - R38 - unfaced batt | 1773.16 | SF | CO2 | Remove | 1134.82 | ** Reconciliation, 12" batt insulation removal not 10" | 1773.16 | 1 | 1134.82 | 1773.16 | CO2
109 | Living Room | Spot seal w/oil based/hybrid stain blocker | 1 | EA | CO2 | Replace | -31.45 | ** Item not required, painting is sufficient repair | -1 | 1 | -31.45 | -1 | CO2
110 | Living Room | Apply anti-microbial agent to the surface area | 16 | SF | CO2 | Replace | -5.98 | **Drywall work was removed from estimate. Thus credit for anti-micro spraying | -16 | 1 | -5.98 | -16 | CO2
111 | Hallway 1 | Floor protection - heavy paper and tape | 67.51 | SF | CO2 | Remove | 32.06 | ** Extensive repairs on home require floor protection in hallway to ensure no damage to current flooring system | 67.51 | 1 | 32.06 | 67.51 | CO2
178 | Bedroom 1 | Texture drywall - heavy hand texture | 201.83 | SF | CO1 | Replace | 334.25 | ** Ceiling requires texture after applicable repairs. | 201.83 | 2 | 1876.1 | 1132.84 | CO±
179 | Bedroom 1 | 5/8" drywall - hung, taped, ready for texture | 201.83 | SF | CO1 | Remove | 137.24 | ** Water damage to ceiling due to weather event requiring removal and replacement. Flaking and deterioration to ceiling from water penetration. | 201.83 | 2 | 179.26 | 263.62 | CO±
180 | Bedroom 1 | 5/8" drywall - hung, taped, ready for texture | 201.83 | SF | CO1 | Replace | 592.86 | ** Water damage to ceiling due to weather event requiring removal and replacement. Flaking and deterioration to ceiling from water penetration. | 201.83 | 2 | 774.37 | 263.62 | CO±
181 | Bedroom 1 | Additional cost for high wall or ceiling - 11' to 14' high | 50 | SF | CO1 | Replace | 34 | ** Additional charge for high ceiling/wall in bedroom 1 | 50 | 1 | 34 | 50 | CO1
182 | Bedroom 1 | Apply anti-microbial agent to part of the ceiling | 201.83 | SF | CO1 | Replace | 75.39 | ** Due to water damage on ceiling it is required to apply anti microbial and sealing the stud wall for proper repairs. | 201.83 | 1 | 75.39 | 201.83 | CO1
183 | Bedroom 1 | Light fixture - Standard grade | 6 | EA | CO1 | Detach & Reset | 422.94 | ** Adjustable lights all corresponding to different switches are required to be detached and reset for ceiling work to commence. | 6 | 2 | 0 | 0 | CO±
184 | Bedroom 1 | 1/2" drywall - hung, taped, ready for texture | 312 | SF | CO1 | Remove | 212.16 | **Water intrusion from the ceiling has migrated down the walls, causing damage that necessitates replacement to preserve the structural integrity and longevity of the home. Measurements per sketch | 312 | 2 | 106.08 | 156 | CO±
185 | Bedroom 1 | 1/2" drywall - hung, taped, ready for texture | 312 | SF | CO1 | Replace | 861.03 | **Water intrusion from the ceiling has migrated down the walls, causing damage that necessitates replacement to preserve the structural integrity and longevity of the home. Measurements per sketch | 312 | 2 | 430.52 | 156 | CO±
186 | Bedroom 1 | Seal/prime (1 coat) then paint (2 coats) the surface area | 312 | SF | CO1 | Replace | 510.4 |  | 312 | 2 | 0 | 0 | CO±
188 | Bedroom 1 | Recessed light fixture - Detach & reset trim only | 2 | EA | CO2 | Replace | -9.9 | **Only 8 lights are needed for D&R | -2 | 1 | -9.9 | -2 | CO2
193 | Bedroom 1 | Batt insulation - 12" - R38 - unfaced batt | 263.62 | SF | CO2 | Remove | 168.72 | **After drywall was removed on ceiling it was required to remove and replace damaged insulation. Mold was visible on insulation | 263.62 | 1 | 168.72 | 263.62 | CO2
194 | Bedroom 1 | Batt insulation - 12" - R38 - unfaced batt | 263.62 | SF | CO2 | Replace | 616.24 | **After drywall was removed on ceiling it was required to remove and replace damaged insulation. Mold was visible on insulation | 263.62 | 1 | 616.24 | 263.62 | CO2
195 | Bedroom 1 | Seal stud wall for odor control | 240 | SF | CO2 | Replace | 255.36 | **Sealing studs for odor control, walls + ceilings | 240 | 1 | 255.36 | 240 | CO2
196 | Bedroom 1 | Apply anti-microbial agent to the surface area | 120 | SF | CO2 | Replace | 44.82 | ** Due to water damage on ceiling it is required to apply anti microbial and sealing the stud wall for proper repairs. Walls | 120 | 1 | 44.82 | 120 | CO2
197 | Bedroom 1 | Moisture protection for crawl space - visqueen - 6 mil | 120 | SF | CO2 | Remove | 16.8 | ** Remove and replacement of moisture protection that was on ceiling insulation | 120 | 1 | 16.8 | 120 | CO2
198 | Bedroom 1 | Moisture protection for crawl space - visqueen - 6 mil | 120 | SF | CO2 | Replace | 53.39 | ** Remove and replacement of moisture protection that was on ceiling insulation | 120 | 1 | 53.39 | 120 | CO2
199 | Bedroom 1 | Batt insulation - 10" - R30 - paper / foil faced | 192 | SF | CO2 | Remove | 111.36 | ** 192 sf of removal and replacement of wall insulation | 192 | 1 | 111.36 | 192 | CO2
200 | Bedroom 1 | Batt insulation - 10" - R30 - paper / foil faced | 192 | SF | CO2 | Replace | 404.43 | ** 192 sf of removal and replacement of wall insulation | 192 | 1 | 404.43 | 192 | CO2
202 | Bedroom 1 | Paint casing - two coats | 71 | LF | CO3 | Replace | -128.79 | ** Line item is already captured under panting door opening large. Credit to reflect. | -71 | 1 | -128.79 | -71 | CO3
204 | Bedroom 1 | Bifold mirrored door - Single | 1 | EA | CO3 | Remove | 20.22 | ** Bi-fold mirrored door set is cracked in bottom corner. Must be removed and replaced due to safety concerns. | 1 | 1 | 20.22 | 1 | CO3
205 | Bedroom 1 | Bifold mirrored door - Single | 1 | EA | CO3 | Replace | 372.69 | ** Bi-fold mirrored door set is cracked in bottom corner. Must be removed and replaced due to safety concerns. | 1 | 1 | 372.69 | 1 | CO3
236 | Bathroom 1 | Vinyl tile - Standard grade | 38.92 | SF | CO1 | Remove | 71.61 | *** GC Change - Water damaged from weather event requiring replacement | 38.92 | 1 | 71.61 | 38.92 | CO1
237 | Bathroom 1 | Floor preparation for resilient flooring | 38.92 | SF | CO1 | Replace | 35.3 | *** GC Change - Water damaged from weather event requiring replacement | 38.92 | 1 | 35.3 | 38.92 | CO1
238 | Bathroom 1 | Vinyl plank flooring - Standard grade | 38.92 | SF | CO1 | Replace | 232.9 | *** GC Change - Water damaged from weather event requiring replacement | 38.92 | 1 | 232.9 | 38.92 | CO1
239 | Bathroom 1 | Toilet - Standard grade | 1 | EA | CO1 | Detach & Reset | 356.89 | ** To properly replace flooring it is required to D&R toilet | 1 | 2 | 0 | 0 | CO±
240 | Bathroom 1 | Baseboard - 3 1/4" | 25.67 | LF | CO1 | Remove | 19 | ** Replacing flooring in bathroom will require new baseboard and base shoe for proper insulation | 25.67 | 1 | 19 | 25.67 | CO1
241 | Bathroom 1 | Baseboard - 3 1/4" | 25.67 | LF | CO1 | Replace | 131.58 | ** Replacing flooring in bathroom will require new baseboard and base shoe for proper insulation | 25.67 | 1 | 131.58 | 25.67 | CO1
242 | Bathroom 1 | Paint baseboard - two coats | 25.67 | LF | CO1 | Replace | 46.01 |  | 25.67 | 1 | 46.01 | 25.67 | CO1
243 | Bathroom 1 | Toilet paper holder - Standard grade | 1 | EA | CO2 | Detach & Reset | -23.66 | ** D&R item not required to complete repairs | -1 | 1 | -23.66 | -1 | CO2
244 | Bathroom 1 | Shower curtain rod | 1 | EA | CO2 | Detach & Reset | -21.29 | ** D&R item not required to complete repairs | -1 | 1 | -21.29 | -1 | CO2
259 | Bathroom 2 | Vinyl tile - Standard grade | 48.76 | SF | CO1 | Remove | 89.72 | *** GC Change - Water damaged from weather event requiring replacement | 48.76 | 1 | 89.72 | 48.76 | CO1
260 | Bathroom 2 | Floor preparation for resilient flooring | 48.76 | SF | CO1 | Replace | 44.22 | *** GC Change - Water damaged from weather event requiring replacement | 48.76 | 1 | 44.22 | 48.76 | CO1
261 | Bathroom 2 | Vinyl plank flooring - Standard grade | 48.76 | SF | CO1 | Replace | 291.79 | *** GC Change - Water damaged from weather event requiring replacement | 48.76 | 1 | 291.79 | 48.76 | CO1
262 | Bathroom 2 | Toilet - Standard grade | 1 | EA | CO1 | Detach & Reset | 356.89 | ** To properly replace flooring it is required to D&R toilet | 1 | 2 | 0 | 0 | CO±
263 | Bathroom 2 | Baseboard - 3 1/4" | 29.67 | LF | CO1 | Remove | 21.96 | ** Replacing flooring in bathroom will require new baseboard and base shoe for proper insulation | 29.67 | 1 | 21.96 | 29.67 | CO1
264 | Bathroom 2 | Baseboard - 3 1/4" | 29.67 | LF | CO1 | Replace | 152.08 | ** Replacing flooring in bathroom will require new baseboard and base shoe for proper insulation | 29.67 | 1 | 152.08 | 29.67 | CO1
265 | Bathroom 2 | Paint baseboard - two coats | 29.67 | LF | CO1 | Replace | 53.18 |  | 29.67 | 1 | 53.18 | 29.67 | CO1
266 | Bathroom 2 | Floor protection - heavy paper and tape | 48.76 | SF | CO1 | Remove | 23.16 |  | 48.76 | 1 | 23.16 | 48.76 | CO1
267 | Bathroom 2 | Seal/prime (1 coat) then paint (2 coats) the walls | 237.33 | SF | CO1 | Replace | 388.25 |  | 237.33 | 1 | 388.25 | 237.33 | CO1
268 | Bathroom 2 | Caulking - silicone | 9.83 | LF | CO1 | Replace | 30.32 | ** Damage to ceiling requires silicone for minor repairs | 9.83 | 1 | 30.32 | 9.83 | CO1
269 | Bathroom 2 | Plumbing fixture supply line | 1 | EA | CO2 | Remove | 8.09 | ** Replace fixture supply line for toilet | 1 | 1 | 8.09 | 1 | CO2
270 | Bathroom 2 | Plumbing fixture supply line | 3 | EA | CO2 | Replace | 82.82 | ** Replace fixture supply line for toilet and sink | 3 | 1 | 82.82 | 3 | CO2
271 | Bathroom 2 | 1/2" water rock (greenboard) hung, taped ready for texture | 32 | SF | CO2 | Remove | 21.76 | ** Replace drywall behind vanity, signs of water damage | 32 | 1 | 21.76 | 32 | CO2
272 | Bathroom 2 | 1/2" water rock (greenboard) hung, taped ready for texture | 32 | SF | CO2 | Replace | 94.04 | ** Replace drywall behind vanity, signs of water damage | 32 | 1 | 94.04 | 32 | CO2
273 | Bathroom 2 | Apply anti-microbial agent to the surface area | 32 | SF | CO2 | Replace | 11.95 | ** Treat area of drywall replacement due to signs of water damage. | 32 | 1 | 11.95 | 32 | CO2
274 | Bathroom 2 | Mask per square foot for drywall work | 237.33 | SF | CO2 | Replace | 74.73 | ** Masking due to drywall work | 237.33 | 1 | 74.73 | 237.33 | CO2
275 | Bathroom 2 | Light fixture - Standard grade | 1 | EA | CO2 | Remove | 13.48 | ** Light outlets on existing vanity light fixture did not function, requires removal and replacement | 1 | 1 | 13.48 | 1 | CO2
276 | Bathroom 2 | Light fixture - Standard grade | 1 | EA | CO2 | Replace | 68.42 | ** Light outlets on existing vanity light fixture did not function, requires removal and replacement | 1 | 1 | 68.42 | 1 | CO2
278 | Bathroom 2 | Toilet - Standard grade | 1 | EA | CO3 | Remove | 40.44 | ** After toilet was reset it was discovered that toilet does not flush properly. To provide applicant with decent and sanitary toilet request to remove and replace | 1 | 1 | 40.44 | 1 | CO3
279 | Bathroom 2 | Toilet - Standard grade | 1 | EA | CO3 | Replace | 532.94 | ** After toilet was reset it was discovered that toilet does not flush properly. To provide applicant with decent and sanitary toilet request to remove and replace | 1 | 1 | 532.94 | 1 | CO3
290 | Kitchen | Ground fault interrupter (GFI) outlet | 5 | EA | CO1 | Replace | 205.32 | ** Replacing all outlets in kitchen with GFIs due to proximity to water | 5 | 3 | 41.07 | 1 | CO±
292 | Kitchen | Outlet | 1 | EA | CO2 | Remove | 8.14 | ** 2 outlets removed and replaced | 1 | 1 | 8.14 | 1 | CO2
294 | Kitchen | Vinyl - metal transition strip | 4 | LF | CO3 | Replace | 15.89 | ** Transition strip between kitchen and dining room broken, request to remove and replace due to trip hazard. | 4 | 1 | 15.89 | 4 | CO3
302 | Dining Room | Outlet or switch cover | 1 | EA | CO1 | Replace | 4.07 | ** Missing outlet cover | 1 | 1 | 4.07 | 1 | CO1
303 | Dining Room | Drywall tape joint / repair - per LF | 10.92 | LF | CO2 | Replace | 111.29 | **Drywall tape on ceiling is cracking, requires removal and replacement | 10.92 | 1 | 111.29 | 10.92 | CO2
323 | Laundry Room | Apply anti-microbial agent to the surface area | 48 | SF | CO1 | Replace | 17.93 | ** Signs of mold on laundry room wall. Requires removal and replacement | 48 | 1 | 17.93 | 48 | CO1
324 | Laundry Room | Seal/prime (1 coat) then paint (2 coats) the surface area | 48 | SF | CO1 | Replace | 78.52 | ** Signs of mold on laundry room wall. Requires removal and replacement | 48 | 1 | 78.52 | 48 | CO1
325 | Laundry Room | 1/2" drywall - hung, taped, ready for texture | 48 | SF | CO1 | Remove | 32.64 | ** Signs of mold on laundry room wall. Requires removal and replacement | 48 | 1 | 32.64 | 48 | CO1
326 | Laundry Room | 1/2" drywall - hung, taped, ready for texture | 48 | SF | CO1 | Replace | 132.47 | ** Signs of mold on laundry room wall. Requires removal and replacement | 48 | 1 | 132.47 | 48 | CO1
327 | Laundry Room | Batt insulation - 6" - R19 - paper / foil faced | 48 | SF | CO1 | Remove | 22.08 | ** Signs of mold on laundry room wall. Requires removal and replacement | 48 | 1 | 22.08 | 48 | CO1
328 | Laundry Room | Batt insulation - 6" - R19 - paper / foil faced | 48 | SF | CO1 | Replace | 70.63 | ** Signs of mold on laundry room wall. Requires removal and replacement | 48 | 1 | 70.63 | 48 | CO1
329 | Laundry Room | Outlet | 1 | EA | CO2 | Remove | 8.14 | ** Two outlets damaged requiring removal and replacement. | 1 | 1 | 8.14 | 1 | CO2
330 | Laundry Room | Ground fault interrupter (GFI) outlet | 1 | EA | CO2 | Replace | 41.06 | ** Two outlets damaged requiring removal and replacement. | 1 | 1 | 41.06 | 1 | CO2
331 | Laundry Room | Seal stud wall for odor control | 32 | SF | CO2 | Replace | 34.05 | ** For area of walls with mold, sealing stud walls for proper treatment | 32 | 1 | 34.05 | 32 | CO2
332 | Laundry Room | Mask per square foot for drywall work | 120.58 | SF | CO3 | Replace | -37.97 | ** For applicable repairs it was only required to mask appliances and parts of walls. Credit to reflect | -120.58 | 1 | -37.97 | -120.58 | CO3
361 | Garage | Exterior door - metal - insulated - Standard grade | 1 | EA | CO1 | Remove | -34.67 | ** Door is in good working order, only requires painting and new weather stripping | -1 | 1 | -34.67 | -1 | CO1
362 | Garage | Exterior door - metal - insulated - Standard grade | 1 | EA | CO1 | Replace | -420.39 | ** Door is in good working order, only requires painting and new weather stripping | -1 | 1 | -420.39 | -1 | CO1
363 | Garage | Door lockset & deadbolt - exterior - Standard grade | 1 | EA | CO1 | Replace | -74.01 | ** Door is in good working order, only requires painting and new weather stripping | -1 | 1 | -74.01 | -1 | CO1
364 | Garage | Fluorescent light fixture - Standard grade | 2 | EA | CO2 | Detach & Reset | -204.64 | **Credit for D&R request for replacement, due to damage from weather event | -2 | 1 | -204.64 | -2 | CO2
365 | Garage | Additional charge for a retrofit exterior door - difficult | 1 | EA | CO2 | Replace | -479.06 | **No longer replacing door, credit to reflect | -1 | 1 | -479.06 | -1 | CO2
366 | Garage | Drywall tape joint / repair - per LF | 88 | LF | CO2 | Replace | -896.79 | ** Item not required for applicable repairs | -88 | 1 | -896.79 | -88 | CO2
367 | Garage | Stairway - disappearing (folding) / attic access ladder | 1 | EA | CO2 | Replace | -453.95 | ** Credit for line item, not required to complete repairs | -1 | 1 | -453.95 | -1 | CO2
368 | Garage | Fluorescent light fixture - Standard grade | 3 | EA | CO2 | Remove | 67.59 | ** 2 fluorescent light fixtures in garage do not work, requiring removal and replacement | 3 | 1 | 67.59 | 3 | CO2
369 | Garage | Fluorescent light fixture - Standard grade | 3 | EA | CO2 | Replace | 302.82 | ** 2 fluorescent light fixtures in garage do not work, requiring removal and replacement | 3 | 1 | 302.82 | 3 | CO2
370 | Garage | Mask per square foot for drywall work | 574.09 | SF | CO3 | Replace | -180.78 | ** Only part of the garage required masking. Credit to reflect. | -574.09 | 1 | -180.78 | -574.09 | CO3
371 | Garage | Seal/prime (1 coat) then paint (2 coats) the surface area | 114 | SF | CO3 | Replace | 186.49 | ** For clean finish it was required to paint continuous wall from laundry room. Per sketch 114 sf | 114 | 1 | 186.49 | 114 | CO3

## Stage 2 Agg (hidden)
Group Description | Desc | Activity | Total Qty | Total ACV | Agg Rows
Front Elevation | Soffit - metal | Remove | 198.67 | 97.35 | 1
Front Elevation | Soffit - metal | Replace | 198.67 | 1523.94 | 1
Front Elevation | Gutter / downspout - aluminum - up to 5" | Remove | 46 | 37.26 | 1
Front Elevation | Gutter / downspout - aluminum - up to 5" | Replace | 46 | 425.14 | 1
Front Elevation | Fluorescent light fixture - Standard grade | Remove | 1 | 22.53 | 1
Front Elevation | Fluorescent light fixture - Standard grade | Replace | 1 | 100.94 | 1
Front Elevation | Light bulb - Fluorescent tube - 4' soft white - mat. only | Replace | 2 | 14.64 | 1
Left Elevation | Clean with pressure/chemical spray | Replace | 359.73 | 180.12 | 1
Left Elevation | Exterior - seal or prime then paint with two finish coats | Replace | 359.73 | 697.59 | 1
Left Elevation | Synthetic stucco crack repair | Replace | 28.5 | 366.92 | 2
Rear Elevation | Concrete patch / small repair | Replace | 1 | 186.3 | 1
Rear Elevation | Synthetic stucco repair | Remove | 12 | 14.64 | 1
Rear Elevation | Synthetic stucco repair | Replace | 12 | 122.34 | 1
Rear Elevation | Clean with pressure/chemical spray | Replace | 536.77 | 268.77 | 1
Rear Elevation | Exterior - seal or prime then paint with two finish coats | Replace | 548.77 | 1064.17 | 1
Rear Elevation | Soffit - metal | Remove | 161.33 | 79.05 | 2
Rear Elevation | Soffit - metal | Replace | 161.33 | 1237.51 | 2
Rear Elevation | Synthetic stucco crack repair | Replace | 14 | 180.24 | 1
Right Elevation | Clean with pressure/chemical spray | Replace | 359.73 | 180.12 | 1
Right Elevation | Exterior - seal or prime then paint with two finish coats | Replace | 359.73 | 697.59 | 1
Roof | Laminated - comp. shingle rfg. - w/out felt | Remove | 27.2 | 2418.89 | 2
Roof | Laminated - comp. shingle rfg. - w/out felt | Replace | 32 | 11200.03 | 2
Roof | Ice & water barrier | Replace | 2707 | 6665.18 | 2
Roof | Asphalt starter - universal starter course | Replace | 147 | 437.64 | 2
Roof | Sheathing - additional cost for H-clips | Replace | 2707 | 465.88 | 2
Roof | Framing/truss hurricane strap | Replace | 120.04 | 1646.12 | 2
Roof | Sheathing - radiant barrier - 1/2" - OSB | Remove | 2707 | 2463.37 | 2
Roof | Sheathing - radiant barrier - 1/2" - OSB | Replace | 2707 | 9673.47 | 2
Roof | Hip / Ridge cap - Standard profile - composition shingles | Remove | 101.92 | 421.95 | 2
Roof | Hip / Ridge cap - Standard profile - composition shingles | Replace | 101.92 | 745.81 | 2
Roof | Continuous ridge vent - shingle-over style | Remove | 93.83 | 129.48 | 2
Roof | Continuous ridge vent - shingle-over style | Replace | 93.83 | 1316.96 | 2
Roof | Drip edge | Remove | 240.09 | 127.25 | 2
Roof | Drip edge | Replace | 240.09 | 991.3 | 2
Roof | Flashing - pipe jack | Remove | 4 | 45.88 | 1
Roof | Flashing - pipe jack | Replace | 4 | 305.13 | 1
Main Level | Final cleaning - construction - Residential | Replace | 1768.98 | 725.28 | 1
Main Level | Dumpster load - Approx. 12 yards, 1-3 tons of debris | Remove | 1 | 527.83 | 1
Main Level | Job-site moving/storage container - 16' long (per month) | Replace | 4 | 1001.52 | 2
Main Level | Job-site cargo container - pick up/del. (each way) 16'-40' | Replace | 4 | 599.2 | 1
Living Room | Apply anti-microbial agent to the surface area | Replace | 0 | 0 | 2
Living Room | Seal stud wall for odor control | Replace | 0 | 0 | 1
Living Room | Blown-in insulation - 14" depth - R38 | Remove | 0 | 0 | 1
Living Room | Blown-in insulation - 14" depth - R38 | Replace | 0 | 0 | 1
Living Room | 5/8" drywall - hung, taped, ready for texture | Remove | 0 | 0 | 1
Living Room | 5/8" drywall - hung, taped, ready for texture | Replace | 0 | 0 | 1
Living Room | Scrape part of the ceiling & prep for paint | Replace | 244.56 | 193.37 | 1
Living Room | Texture drywall - machine | Replace | 260.56 | 214.75 | 1
Living Room | Seal/prime (1 coat) then paint (2 coats) the ceiling | Replace | 260.56 | 426.25 | 1
Living Room | Mask per square foot for drywall work | Replace | 411.25 | 129.51 | 1
Living Room | Ceiling fan without light - Standard grade | Remove | 1 | 30.52 | 1
Living Room | Ceiling fan & light - Standard grade | Replace | 1 | 359.36 | 1
Living Room | Light bulb - LED A19 - up to 500 lm - material only | Replace | 1 | 5.6 | 1
Living Room | Floor protection - heavy paper and tape | Remove | 260.56 | 123.74 | 1
Living Room | Scrape the surface area & prep for paint | Replace | 16 | 12.65 | 1
Living Room | Spot seal w/oil based/hybrid stain blocker | Replace | 0 | 0 | 2
Bedroom 3 | Combination CO/Smoke detector - Standard grade | Replace | 1 | 98.81 | 1
Bedroom 2 | Combination CO/Smoke detector - Standard grade | Replace | 1 | 98.81 | 1
Bedroom 2 | Window locks | Replace | 1 | 18.53 | 1
Bedroom 1 | Apply anti-microbial agent to the surface area | Replace | 120 | 44.82 | 2
Bedroom 1 | Seal stud wall for odor control | Replace | 240 | 255.36 | 2
Bedroom 1 | Blown-in insulation - 14" depth - R38 | Remove | 0 | 0 | 1
Bedroom 1 | Blown-in insulation - 14" depth - R38 | Replace | 0 | 0 | 1
Bedroom 1 | 5/8" drywall - hung, taped, ready for texture | Remove | 263.62 | 179.26 | 2
Bedroom 1 | 5/8" drywall - hung, taped, ready for texture | Replace | 263.62 | 774.37 | 2
Bedroom 1 | Scrape part of the ceiling & prep for paint | Replace | 0 | 0 | 1
Bedroom 1 | Texture drywall - machine | Replace | 0 | 0 | 1
Bedroom 1 | Seal/prime (1 coat) then paint (2 coats) the ceiling | Replace | 403.67 | 660.37 | 1
Bedroom 1 | Batt insulation - 4" - R15 - paper / foil faced | Remove | 0 | 0 | 1
Bedroom 1 | Batt insulation - 4" - R15 - paper / foil faced | Replace | 0 | 0 | 1
Bedroom 1 | 1/2" drywall - hung, taped, ready for texture | Remove | 156 | 106.08 | 2
Bedroom 1 | 1/2" drywall - hung, taped, ready for texture | Replace | 156 | 430.52 | 2
Bedroom 1 | Scrape part of the walls & prep for paint | Replace | 0 | 0 | 1
Bedroom 1 | Seal/prime (1 coat) then paint (2 coats) the walls | Replace | 931.01 | 1523.04 | 1
Bedroom 1 | Baseboard - 3 1/4" | Remove | 112.5 | 83.25 | 1
Bedroom 1 | Baseboard - 3 1/4" | Replace | 112.5 | 576.63 | 1
Bedroom 1 | Base shoe | Replace | 112.5 | 237.81 | 1
Bedroom 1 | Paint baseboard w/cap &/or shoe - two coats | Replace | 112.5 | 243.59 | 1
Bedroom 1 | Ceiling fan without light - Standard grade | Detach & Reset | 1 | 251.03 | 1
Bedroom 1 | Recessed light fixture - Detach & reset trim only | Replace | 8 | 39.6 | 2
Bedroom 1 | Light bulb - LED A19 - up to 500 lm - material only | Replace | 10 | 55.96 | 1
Bedroom 1 | Paint casing - two coats | Replace | 0 | 0 | 2
Bedroom 1 | Attic entrance cover and trim | Remove | 0 | 0 | 1
Bedroom 1 | Attic entrance cover and trim | Replace | 0 | 0 | 1
Bedroom 1 | Stairway - disappearing (folding) / attic access ladder | Remove | 0 | 0 | 1
Bedroom 1 | Stairway - disappearing (folding) / attic access ladder | Replace | 0 | 0 | 1
Bedroom 1 | Seal & paint folding stairway/attic access exterior panel | Replace | 0 | 0 | 1
Bedroom 1 | Apply anti-microbial agent to the floor | Replace | 399.49 | 149.21 | 1
Bedroom 1 | Floor preparation for resilient flooring | Replace | 399.49 | 362.34 | 1
Bedroom 1 | Carpet - Standard grade | Remove | 399.49 | 175.78 | 1
Bedroom 1 | Carpet pad - Standard grade | Remove | 399.49 | 75.9 | 1
Bedroom 1 | Carpet - metal transition strip | Remove | 3 | 3.66 | 1
Bedroom 1 | Vinyl plank flooring - Standard grade | Replace | 399.49 | 2390.63 | 1
Bedroom 1 | Vinyl - metal transition strip | Replace | 3 | 11.92 | 1
Bedroom 1 | Outlet or switch cover - Double | Replace | 1 | 6.09 | 1
Bedroom 1 | Door opening (jamb & casing) - 60" or wider - paint grade | Remove | 1 | 10.17 | 1
Bedroom 1 | Door opening (jamb & casing) - 60" or wider - paint grade | Replace | 1 | 312.8 | 1
Bedroom 1 | Paint door or window opening - Large - 1 coat (per side) | Replace | 2 | 62.75 | 1
Bathroom 1 | Mask per square foot for drywall work | Replace | 38.92 | 12.26 | 1
Bathroom 1 | Apply anti-microbial agent to the surface area | Replace | 0 | 0 | 1
Bathroom 1 | Seal stud wall for odor control | Replace | 0 | 0 | 1
Bathroom 1 | 1/2" water rock (greenboard) hung, taped ready for texture | Remove | 0 | 0 | 1
Bathroom 1 | 1/2" water rock (greenboard) hung, taped ready for texture | Replace | 0 | 0 | 1
Bathroom 1 | Scrape part of the walls & prep for paint | Replace | 0 | 0 | 1
Bathroom 1 | Texture drywall - machine | Replace | 0 | 0 | 1
Bathroom 1 | Seal/prime (1 coat) then paint (2 coats) the walls | Replace | 205.33 | 335.9 | 1
Bathroom 1 | Fluorescent light fixture - Standard grade | Detach & Reset | 0 | 0 | 1
Bathroom 1 | Light bulb - Fluorescent tube - 4' soft white - mat. only | Replace | 0 | 0 | 1
Bathroom 1 | Outlet | Remove | 1 | 8.14 | 1
Bathroom 1 | Ground fault interrupter (GFI) outlet | Replace | 1 | 41.06 | 1
Bathroom 1 | Angle stop valve | Remove | 1 | 8.09 | 1
Bathroom 1 | Angle stop valve | Replace | 1 | 53.08 | 1
Bathroom 1 | Plumbing fixture supply line | Remove | 1 | 8.09 | 1
Bathroom 1 | Plumbing fixture supply line | Replace | 1 | 27.61 | 1
Bathroom 1 | Toilet - Standard grade | Detach & Reset | 1 | 356.89 | 2
Bathroom 1 | Medicine cabinet - Standard grade | Detach & Reset | 1 | 74.4 | 1
Bathroom 1 | Mirror - 1/8" plate glass | Detach & Reset | 6 | 49.14 | 1
Bathroom 1 | Toilet paper holder - Standard grade | Detach & Reset | 0 | 0 | 2
Bathroom 1 | Shower curtain rod | Detach & Reset | 0 | 0 | 2
Bathroom 1 | Floor protection - heavy paper and tape | Remove | 38.92 | 18.48 | 1
Bathroom 2 | Outlet | Remove | 1 | 8.14 | 1
Bathroom 2 | Ground fault interrupter (GFI) outlet | Replace | 1 | 41.06 | 1
Bathroom 2 | Sink faucet - Bathroom - Standard grade | Remove | 1 | 30.33 | 1
Bathroom 2 | Sink faucet - Bathroom - Standard grade | Replace | 1 | 219.35 | 1
Bathroom 2 | P-trap assembly - ABS (plastic) | Remove | 1 | 12.14 | 1
Bathroom 2 | P-trap assembly - ABS (plastic) | Replace | 1 | 88.42 | 1
Bathroom 2 | Angle stop valve | Remove | 2 | 16.18 | 1
Bathroom 2 | Angle stop valve | Replace | 2 | 106.17 | 1
Bathroom 2 | Plumbing fixture supply line | Remove | 3 | 24.27 | 2
Bathroom 2 | Vanity - Standard grade | Remove | 4 | 48.6 | 1
Bathroom 2 | Vanity - Standard grade | Replace | 4 | 727.13 | 1
Bathroom 2 | Vanity top - one sink - cultured marble | Remove | 4 | 27.92 | 1
Bathroom 2 | Vanity top - one sink - cultured marble | Replace | 4 | 457.71 | 1
Kitchen | Scrape the ceiling & prep for paint | Replace | 108.26 | 85.61 | 1
Kitchen | Texture drywall - machine | Replace | 108.26 | 89.23 | 1
Kitchen | Seal/prime (1 coat) then paint (2 coats) the ceiling | Replace | 108.26 | 177.1 | 1
Kitchen | Fluorescent light fixture - Standard grade | Remove | 2 | 45.06 | 1
Kitchen | Fluorescent light fixture - Standard grade | Replace | 2 | 201.88 | 1
Kitchen | Light bulb - Fluorescent tube - 4' soft white - mat. only | Replace | 4 | 29.28 | 1
Kitchen | Outlet | Remove | 2 | 16.28 | 2
Kitchen | Ground fault interrupter (GFI) outlet | Replace | 2 | 82.13 | 2
Kitchen | Mask per square foot for drywall work | Replace | 270 | 85.02 | 1
Kitchen | Floor protection - heavy paper and tape | Remove | 108.26 | 51.41 | 1
Dining Room | Scrape the ceiling & prep for paint | Replace | 110.08 | 87.04 | 1
Dining Room | Texture drywall - machine | Replace | 110.08 | 90.73 | 1
Dining Room | Seal/prime (1 coat) then paint (2 coats) the ceiling | Replace | 110.08 | 180.08 | 1
Dining Room | Light fixture - Standard grade | Detach & Reset | 1 | 70.49 | 1
Dining Room | Light bulb - LED A19 - up to 500 lm - material only | Replace | 1 | 5.6 | 1
Dining Room | Mask per square foot for drywall work | Replace | 186.67 | 58.78 | 1
Dining Room | Floor protection - heavy paper and tape | Remove | 110.08 | 52.28 | 1
Laundry Room | Apply anti-microbial agent to the surface area | Replace | 48 | 17.93 | 2
Laundry Room | Seal stud wall for odor control | Replace | 32 | 34.05 | 2
Laundry Room | 5/8" drywall - hung, taped, ready for texture | Remove | 0 | 0 | 1
Laundry Room | 5/8" drywall - hung, taped, ready for texture | Replace | 0 | 0 | 1
Laundry Room | Scrape part of the ceiling & prep for paint | Replace | 48.21 | 38.12 | 1
Laundry Room | Texture drywall - machine | Replace | 52.21 | 43.03 | 1
Laundry Room | Seal/prime (1 coat) then paint (2 coats) the ceiling | Replace | 52.21 | 85.41 | 1
Laundry Room | Mask per square foot for drywall work | Replace | 0 | 0 | 2
Laundry Room | Fluorescent light fixture - Standard grade | Remove | 1 | 22.53 | 1
Laundry Room | Fluorescent light fixture - Standard grade | Replace | 1 | 100.94 | 1
Laundry Room | Light bulb - Fluorescent tube - 4' soft white - mat. only | Replace | 2 | 14.64 | 1
Laundry Room | Outlet | Remove | 2 | 16.28 | 2
Laundry Room | Ground fault interrupter (GFI) outlet | Replace | 2 | 82.12 | 2
Laundry Room | Floor protection - heavy paper and tape | Remove | 52.21 | 24.8 | 1
Laundry Room | Scrape the surface area & prep for paint | Replace | 4 | 3.16 | 1
Garage | Apply anti-microbial agent to the surface area | Replace | 0 | 0 | 1
Garage | Seal stud wall for odor control | Replace | 0 | 0 | 1
Garage | 5/8" drywall - hung, taped, ready for texture | Remove | 0 | 0 | 1
Garage | 5/8" drywall - hung, taped, ready for texture | Replace | 0 | 0 | 1
Garage | Scrape part of the ceiling & prep for paint | Replace | 380.16 | 300.6 | 1
Garage | Texture drywall - machine | Replace | 412.16 | 339.7 | 1
Garage | Seal/prime (1 coat) then paint (2 coats) the ceiling | Replace | 412.16 | 674.26 | 1
Garage | Mask per square foot for drywall work | Replace | 0 | 0 | 2
Garage | Fluorescent light fixture - Standard grade | Detach & Reset | 0 | 0 | 2
Garage | Light bulb - Fluorescent tube - 4' soft white - mat. only | Replace | 4 | 29.28 | 1
Garage | Exterior door - metal - insulated - Standard grade | Remove | 0 | 0 | 2
Garage | Exterior door - metal - insulated - Standard grade | Replace | 0 | 0 | 2
Garage | Door weather stripping | Replace | 1 | 37.51 | 1
Garage | Prime & paint door slab only - exterior (per side) | Replace | 2 | 112.41 | 1
Garage | Paint door/window trim & jamb - 2 coats (per side) | Replace | 2 | 78.59 | 1
Garage | Door lockset & deadbolt - exterior - Standard grade | Replace | 0 | 0 | 2
Garage | Attic entrance cover and trim | Remove | 1 | 12.45 | 1
Garage | Attic entrance cover and trim | Replace | 1 | 126.95 | 1
Garage | Stairway - disappearing (folding) / attic access ladder | Replace | 0 | 0 | 2
Garage | Seal & paint folding stairway/attic access exterior panel | Replace | 1 | 47.45 | 1
Garage | Floor protection - heavy paper and tape | Remove | 412.16 | 195.74 | 1
Garage | Scrape the surface area & prep for paint | Replace | 32 | 25.3 | 1
Garage | Additional charge for a retrofit exterior door - difficult | Replace | 0 | 0 | 2
Garage | Drywall tape joint / repair - per LF | Replace | 0 | 0 | 2
Front Elevation | Prime & paint exterior soffit - metal | Replace | 174.67 | 438.48 | 1
Front Elevation | Exterior - seal or prime then paint with two finish coats | Replace | 518 | 1004.51 | 1
Left Elevation | Soffit - metal | Remove | 81.83 | 40.09 | 1
Left Elevation | Soffit - metal | Replace | 81.83 | 627.69 | 1
Left Elevation | Prime & paint exterior soffit - metal | Replace | 81.83 | 205.41 | 1
Rear Elevation | Prime & paint exterior soffit - metal | Replace | 161.33 | 404.99 | 1
Rear Elevation | Exterior light fixture | Remove | 2 | 40.56 | 1
Rear Elevation | Exterior light fixture | Replace | 2 | 226.38 | 1
Rear Elevation | Gutter / downspout - aluminum - up to 5" | Remove | 54 | 43.74 | 1
Rear Elevation | Gutter / downspout - aluminum - up to 5" | Replace | 54 | 499.07 | 1
Right Elevation | Soffit - metal | Remove | 50 | 24.5 | 1
Right Elevation | Soffit - metal | Replace | 50 | 383.54 | 1
Right Elevation | Prime & paint exterior soffit - metal | Replace | 50 | 125.52 | 1
Main Level | Batt insulation - 10" - R30 - unfaced batt | Remove | 0 | 0 | 1
Main Level | Blown-in insulation - 12" depth - R30 | Replace | 1773.16 | 2836.7 | 1
Main Level | Batt insulation - 12" - R38 - unfaced batt | Remove | 1773.16 | 1134.82 | 1
Hallway 1 | Floor protection - heavy paper and tape | Remove | 67.51 | 32.06 | 1
Bedroom 1 | Texture drywall - heavy hand texture | Replace | 1132.84 | 1876.1 | 1
Bedroom 1 | Additional cost for high wall or ceiling - 11' to 14' high | Replace | 50 | 34 | 1
Bedroom 1 | Apply anti-microbial agent to part of the ceiling | Replace | 201.83 | 75.39 | 1
Bedroom 1 | Light fixture - Standard grade | Detach & Reset | 0 | 0 | 1
Bedroom 1 | Seal/prime (1 coat) then paint (2 coats) the surface area | Replace | 0 | 0 | 1
Bedroom 1 | Batt insulation - 12" - R38 - unfaced batt | Remove | 263.62 | 168.72 | 1
Bedroom 1 | Batt insulation - 12" - R38 - unfaced batt | Replace | 263.62 | 616.24 | 1
Bedroom 1 | Moisture protection for crawl space - visqueen - 6 mil | Remove | 120 | 16.8 | 1
Bedroom 1 | Moisture protection for crawl space - visqueen - 6 mil | Replace | 120 | 53.39 | 1
Bedroom 1 | Batt insulation - 10" - R30 - paper / foil faced | Remove | 192 | 111.36 | 1
Bedroom 1 | Batt insulation - 10" - R30 - paper / foil faced | Replace | 192 | 404.43 | 1
Bedroom 1 | Bifold mirrored door - Single | Remove | 1 | 20.22 | 1
Bedroom 1 | Bifold mirrored door - Single | Replace | 1 | 372.69 | 1
Bathroom 1 | Vinyl tile - Standard grade | Remove | 38.92 | 71.61 | 1
Bathroom 1 | Floor preparation for resilient flooring | Replace | 38.92 | 35.3 | 1
Bathroom 1 | Vinyl plank flooring - Standard grade | Replace | 38.92 | 232.9 | 1
Bathroom 1 | Baseboard - 3 1/4" | Remove | 25.67 | 19 | 1
Bathroom 1 | Baseboard - 3 1/4" | Replace | 25.67 | 131.58 | 1
Bathroom 1 | Paint baseboard - two coats | Replace | 25.67 | 46.01 | 1
Bathroom 2 | Vinyl tile - Standard grade | Remove | 48.76 | 89.72 | 1
Bathroom 2 | Floor preparation for resilient flooring | Replace | 48.76 | 44.22 | 1
Bathroom 2 | Vinyl plank flooring - Standard grade | Replace | 48.76 | 291.79 | 1
Bathroom 2 | Toilet - Standard grade | Detach & Reset | 0 | 0 | 1
Bathroom 2 | Baseboard - 3 1/4" | Remove | 29.67 | 21.96 | 1
Bathroom 2 | Baseboard - 3 1/4" | Replace | 29.67 | 152.08 | 1
Bathroom 2 | Paint baseboard - two coats | Replace | 29.67 | 53.18 | 1
Bathroom 2 | Floor protection - heavy paper and tape | Remove | 48.76 | 23.16 | 1
Bathroom 2 | Seal/prime (1 coat) then paint (2 coats) the walls | Replace | 237.33 | 388.25 | 1
Bathroom 2 | Caulking - silicone | Replace | 9.83 | 30.32 | 1
Bathroom 2 | Plumbing fixture supply line | Replace | 3 | 82.82 | 1
Bathroom 2 | 1/2" water rock (greenboard) hung, taped ready for texture | Remove | 32 | 21.76 | 1
Bathroom 2 | 1/2" water rock (greenboard) hung, taped ready for texture | Replace | 32 | 94.04 | 1
Bathroom 2 | Apply anti-microbial agent to the surface area | Replace | 32 | 11.95 | 1
Bathroom 2 | Mask per square foot for drywall work | Replace | 237.33 | 74.73 | 1
Bathroom 2 | Light fixture - Standard grade | Remove | 1 | 13.48 | 1
Bathroom 2 | Light fixture - Standard grade | Replace | 1 | 68.42 | 1
Bathroom 2 | Toilet - Standard grade | Remove | 1 | 40.44 | 1
Bathroom 2 | Toilet - Standard grade | Replace | 1 | 532.94 | 1
Kitchen | Vinyl - metal transition strip | Replace | 4 | 15.89 | 1
Dining Room | Outlet or switch cover | Replace | 1 | 4.07 | 1
Dining Room | Drywall tape joint / repair - per LF | Replace | 10.92 | 111.29 | 1
Laundry Room | Seal/prime (1 coat) then paint (2 coats) the surface area | Replace | 48 | 78.52 | 1
Laundry Room | 1/2" drywall - hung, taped, ready for texture | Remove | 48 | 32.64 | 1
Laundry Room | 1/2" drywall - hung, taped, ready for texture | Replace | 48 | 132.47 | 1
Laundry Room | Batt insulation - 6" - R19 - paper / foil faced | Remove | 48 | 22.08 | 1
Laundry Room | Batt insulation - 6" - R19 - paper / foil faced | Replace | 48 | 70.63 | 1
Garage | Fluorescent light fixture - Standard grade | Remove | 3 | 67.59 | 1
Garage | Fluorescent light fixture - Standard grade | Replace | 3 | 302.82 | 1
Garage | Seal/prime (1 coat) then paint (2 coats) the surface area | Replace | 114 | 186.49 | 1

## Formatted
# | Group Description | Desc | Qty | Unit | Coverage | Activity | Photo
3 | Front Elevation | Soffit - metal | 38.5 | SF | ECR | Remove
4 | Front Elevation | Soffit - metal | 38.5 | SF | ECR | Replace
5 | Front Elevation | Prime & paint exterior soffit - metal | 59.25 | SF | ECR | Replace
6 | Front Elevation | Fascia - metal - 6" | 39.5 | LF | ECR | Remove
7 | Front Elevation | Fascia - metal - 6" | 39.5 | LF | ECR | Replace
8 | Front Elevation | Prime & paint exterior fascia - metal, 4"- 6" wide | 39.5 | LF | ECR | Replace
11 | Left Elevation | Synthetic stucco repair | 32 | SF | ECR | Remove
12 | Left Elevation | Synthetic stucco repair | 32 | SF | ECR | Replace
13 | Left Elevation | Clean with pressure/chemical spray | 482.42 | SF | ECR | Replace
14 | Left Elevation | Exterior - seal or prime then paint with two finish coats | 514.42 | SF | ECR | Replace
15 | Left Elevation | Soffit - metal | 30 | SF | ECR | Remove
16 | Left Elevation | Soffit - metal | 30 | SF | ECR | Replace
17 | Left Elevation | Prime & paint exterior soffit - metal | 78 | SF | ECR | Replace
18 | Left Elevation | Fascia - metal - 8" | 4 | LF | ECR | Remove
19 | Left Elevation | Fascia - metal - 8" | 4 | LF | ECR | Replace
20 | Left Elevation | Prime & paint exterior fascia - metal, 4"- 6" wide | 60 | LF | ECR | Replace
21 | Rear Elevation | Tape, float and make ready for paint already hung drywall | 32 | SF | ECR | Replace
22 | Rear Elevation | Scrape the surface area & prep for paint | 274.35 | SF | ECR | Replace
23 | Rear Elevation | Texture drywall - machine | 306.35 | SF | ECR | Replace
24 | Rear Elevation | Seal/prime (1 coat) then paint (2 coats) the surface area | 306.35 | SF | ECR | Replace
25 | Rear Elevation | Ceiling fan & light - Standard grade | 2 | EA | ECR | Detach & Reset
26 | Rear Elevation | Light bulb - LED A19 - up to 500 lm - material only | 2 | EA | ECR | Replace
27 | Rear Elevation | Soffit - metal | 12 | SF | ECR | Remove
28 | Rear Elevation | Soffit - metal | 12 | SF | ECR | Replace
29 | Rear Elevation | Prime & paint exterior soffit - metal | 12 | SF | ECR | Replace
31 | Right Elevation | Clean with pressure/chemical spray | 792.69 | SF | ECR | Replace
32 | Right Elevation | Exterior - seal or prime then paint with two finish coats | 792.69 | SF | ECR | Replace
33 | Right Elevation | Prime & paint exterior soffit - metal | 117 | SF | ECR | Replace
34 | Right Elevation | Prime & paint exterior fascia - metal, 4"- 6" wide | 60 | LF | ECR | Replace
35 | Main Level | Final cleaning - construction - Residential | 2636.49 | SF | ECR | Replace
36 | Main Level | Dumpster load - Approx. 12 yards, 1-3 tons of debris | 1 | EA | ECR | Remove
37 | Main Level | Job-site moving/storage container - 16' long (per month) | 9 | MO | ECR | Replace
38 | Main Level | Job-site cargo container - pick up/del. (each way) 16'-40' | 4 | EA | ECR | Replace
39 | Living Room | Apply anti-microbial agent to the surface area | 64 | SF | ECR | Replace
40 | Living Room | Seal stud wall for odor control | 64 | SF | ECR | Replace
43 | Living Room | 5/8" drywall - hung, taped, ready for texture | 64 | SF | ECR | Remove
44 | Living Room | 5/8" drywall - hung, taped, ready for texture | 64 | SF | ECR | Replace
45 | Living Room | Scrape part of the ceiling & prep for paint | 264.65 | SF | ECR | Replace
46 | Living Room | Texture drywall - machine | 328.65 | SF | ECR | Replace
47 | Living Room | Seal/prime (1 coat) then paint (2 coats) the ceiling | 328.65 | SF | ECR | Replace
48 | Living Room | Mask per square foot for drywall work | 796.92 | SF | ECR | Replace
49 | Living Room | Baseboard - 3 1/4" | 73 | LF | ECR | Remove
50 | Living Room | Baseboard - 3 1/4" | 73 | LF | ECR | Replace
51 | Living Room | Base shoe | 73 | LF | ECR | Replace
52 | Living Room | Paint baseboard w/cap &/or shoe - two coats | 73 | LF | ECR | Replace
53 | Living Room | Light fixture - Standard grade | 1 | EA | ECR | Detach & Reset
54 | Living Room | Ceiling fan without light - Standard grade | 1 | EA | ECR | Detach & Reset
55 | Living Room | Recessed light fixture - Detach & reset trim only | 2 | EA | ECR | Replace
56 | Living Room | Light bulb - LED A19 - up to 500 lm - material only | 3 | EA | ECR | Replace
57 | Living Room | Combination CO/Smoke detector - Standard grade | 1 | EA | ECR | Detach & Reset
58 | Living Room | Paint casing - two coats | 57 | LF | ECR | Replace
59 | Living Room | Apply anti-microbial agent to the floor | 321.22 | SF | ECR | Replace
60 | Living Room | Floor preparation for resilient flooring | 321.22 | SF | ECR | Replace
61 | Living Room | Snaplock Laminate - simulated wood floor - Standard grade | 321.22 | SF | ECR | Remove
62 | Living Room | Vinyl plank flooring - Standard grade | 321.22 | SF | ECR | Replace
63 | Living Room | Vinyl - metal transition strip | 3 | LF | ECR | Remove
64 | Living Room | Vinyl - metal transition strip | 3 | LF | ECR | Replace
67 | Living Room | Batt insulation - 10" - R30 - unfaced batt | 64 | SF | ECR | Remove
68 | Living Room | Batt insulation - 10" - R30 - unfaced batt | 64 | SF | ECR | Replace
69 | Bathroom 1 | Apply anti-microbial agent to the surface area | 16 | SF | ECR | Replace
70 | Bathroom 1 | Seal stud wall for odor control | 16 | SF | ECR | Replace
73 | Bathroom 1 | 1/2" water rock (greenboard) hung, taped ready for texture | 16 | SF | ECR | Remove
74 | Bathroom 1 | 1/2" water rock (greenboard) hung, taped ready for texture | 16 | SF | ECR | Replace
75 | Bathroom 1 | Scrape part of the ceiling & prep for paint | 230.06 | SF | ECR | Replace
76 | Bathroom 1 | Texture drywall - machine | 246.06 | SF | ECR | Replace
77 | Bathroom 1 | Seal/prime (1 coat) then paint (2 coats) the ceiling | 246.06 | SF | ECR | Replace
78 | Bathroom 1 | Mask per square foot for drywall work | 1091.51 | SF | ECR | Replace
79 | Bathroom 1 | Light fixture - Standard grade | 4 | EA | ECR | Detach & Reset
80 | Bathroom 1 | Recessed light fixture - Detach & reset trim only | 2 | EA | ECR | Replace
81 | Bathroom 1 | Light bulb - LED A19 - up to 500 lm - material only | 6 | EA | ECR | Replace
82 | Bathroom 1 | Outlet | 1 | EA | ECR | Remove
83 | Bathroom 1 | Ground fault interrupter (GFI) outlet | 1 | EA | ECR | Replace
84 | Bathroom 1 | Floor protection - heavy paper and tape | 243.62 | SF | ECR | Remove
87 | Bathroom 1 | Batt insulation - 10" - R30 - unfaced batt | 16 | SF | ECR | Remove
88 | Bathroom 1 | Batt insulation - 10" - R30 - unfaced batt | 16 | SF | ECR | Replace
89 | Bedroom 1 | Apply anti-microbial agent to the surface area | 16 | SF | ECR | Replace
90 | Bedroom 1 | Seal stud wall for odor control | 16 | SF | ECR | Replace
93 | Bedroom 1 | 5/8" drywall - hung, taped, ready for texture | 16 | SF | ECR | Remove
94 | Bedroom 1 | 5/8" drywall - hung, taped, ready for texture | 16 | SF | ECR | Replace
95 | Bedroom 1 | Scrape part of the ceiling & prep for paint | 327.18 | SF | ECR | Replace
96 | Bedroom 1 | Texture drywall - machine | 343.18 | SF | ECR | Replace
97 | Bedroom 1 | Seal/prime (1 coat) then paint (2 coats) the ceiling | 343.18 | SF | ECR | Replace
98 | Bedroom 1 | Mask per square foot for drywall work | 800.89 | SF | ECR | Replace
99 | Bedroom 1 | Ceiling fan & light - Standard grade | 1 | EA | ECR | Detach & Reset
100 | Bedroom 1 | Light fixture - Standard grade | 1 | EA | ECR | Detach & Reset
101 | Bedroom 1 | Recessed light fixture - Detach & reset trim only | 1 | EA | ECR | Replace
102 | Bedroom 1 | Light bulb - LED A19 - up to 500 lm - material only | 3 | EA | ECR | Replace
103 | Bedroom 1 | Combination CO/Smoke detector - Standard grade | 1 | EA | ECR | Replace
104 | Bedroom 1 | Interior door unit - Standard grade | 1 | EA | ECR | Remove
105 | Bedroom 1 | Interior door unit - Standard grade | 1 | EA | ECR | Replace
106 | Bedroom 1 | Paint door slab only - 2 coats (per side) | 2 | EA | ECR | Replace
107 | Bedroom 1 | Paint door/window trim & jamb - 2 coats (per side) | 2 | EA | ECR | Replace
108 | Bedroom 1 | Door knob - interior - Standard grade | 1 | EA | ECR | Replace
109 | Bedroom 1 | Floor protection - heavy paper and tape | 273.22 | SF | ECR | Remove
112 | Bedroom 1 | Batt insulation - 10" - R30 - unfaced batt | 16 | SF | ECR | Remove
113 | Bedroom 1 | Batt insulation - 10" - R30 - unfaced batt | 16 | SF | ECR | Replace
114 | Bedroom 1 | Apply anti-microbial agent to the floor | 273.22 | SF | ECR | Replace
115 | Bedroom 1 | Floor preparation for resilient flooring | 273.22 | SF | ECR | Replace
116 | Bedroom 1 | Snaplock Laminate - simulated wood floor - Standard grade | 273.22 | SF | ECR | Remove
117 | Bedroom 1 | Vinyl plank flooring - Standard grade | 273.22 | SF | ECR | Replace
118 | Bedroom 1 | Vinyl - metal transition strip | 3 | LF | ECR | Remove
119 | Bedroom 1 | Vinyl - metal transition strip | 3 | LF | ECR | Replace
120 | Storage Closet | Exterior door - metal - insulated - Standard grade | 1 | EA | ECR | Remove
121 | Storage Closet | Exterior door - metal - insulated - Standard grade | 1 | EA | ECR | Replace
122 | Storage Closet | Door weather stripping | 1 | EA | ECR | Replace
123 | Storage Closet | Prime & paint door slab only - exterior (per side) | 2 | EA | ECR | Replace
124 | Storage Closet | Paint door/window trim & jamb - 2 coats (per side) | 2 | EA | ECR | Replace
125 | Storage Closet | Door lockset & deadbolt - exterior - Standard grade | 1 | EA | ECR | Replace
126 | Kitchen | Apply anti-microbial agent to the surface area | 48 | SF | ECR | Replace
127 | Kitchen | Seal stud wall for odor control | 48 | SF | ECR | Replace
128 | Kitchen | Blown-in insulation - 14" depth - R38 | 48 | SF | ECR | Remove
129 | Kitchen | Blown-in insulation - 14" depth - R38 | 48 | SF | ECR | Replace
130 | Kitchen | 1/2" water rock (greenboard) hung, taped ready for texture | 48 | SF | ECR | Remove
131 | Kitchen | 1/2" water rock (greenboard) hung, taped ready for texture | 48 | SF | ECR | Replace
132 | Kitchen | Scrape part of the ceiling & prep for paint | 95.14 | SF | ECR | Replace
133 | Kitchen | Texture drywall - machine | 143.14 | SF | ECR | Replace
134 | Kitchen | Seal/prime (1 coat) then paint (2 coats) the ceiling | 143.14 | SF | ECR | Replace
135 | Kitchen | Mask per square foot for drywall work | 292.67 | SF | ECR | Replace
136 | Kitchen | Ceiling fan without light - Standard grade | 1 | EA | ECR | Detach & Reset
137 | Kitchen | Recessed light fixture - Detach & reset trim only | 4 | EA | ECR | Replace
138 | Kitchen | Light bulb - LED A19 - up to 500 lm - material only | 4 | EA | ECR | Replace
139 | Kitchen | Outlet | 1 | EA | ECR | Remove
140 | Kitchen | Ground fault interrupter (GFI) outlet | 1 | EA | ECR | Replace
141 | Kitchen | Floor protection - heavy paper and tape | 143.14 | SF | ECR | Remove
142 | Kitchen | Cabinetry - upper (wall) units - Standard grade | 21 | LF | ECR | Remove
143 | Kitchen | Cabinetry - upper (wall) units - Standard grade | 21 | LF | ECR | Replace
144 | Kitchen | Cabinetry - lower (base) units - Standard grade | 21 | LF | ECR | Remove
145 | Kitchen | Cabinetry - lower (base) units - Standard grade | 21 | LF | ECR | Replace
146 | Kitchen | Countertop - flat laid plastic laminate - Standard grade | 29 | LF | ECR | Remove
147 | Kitchen | Countertop - flat laid plastic laminate - Standard grade | 29 | LF | ECR | Replace
148 | Kitchen | Cabinet knob or pull - Standard grade | 22 | EA | ECR | Replace
149 | Kitchen | Cabinetry - full height unit | 3 | LF | ECR | Replace
150 | Kitchen | Range - electric - Remove & reset | 1 | EA | ECR | Replace
151 | Kitchen | Dishwasher - Standard grade | 1 | EA | ECR | Detach & Reset
152 | Kitchen | Microwave oven - over range w/built-in hood - Standard grd | 1 | EA | ECR | Detach & Reset
153 | Kitchen | Sink faucet - Kitchen - Standard grade | 1 | EA | ECR | Replace
154 | Kitchen | Sink - double basin - Standard grade | 1 | EA | ECR | Remove
155 | Kitchen | Sink - double basin - Standard grade | 1 | EA | ECR | Replace
156 | Kitchen | Garbage disposal / disposer - Standard grade | 1 | EA | ECR | Remove
157 | Kitchen | Garbage disposal / disposer - Standard grade | 1 | EA | ECR | Replace
158 | Kitchen | Plumbing fixture supply line | 1 | EA | ECR | Remove
159 | Kitchen | Plumbing fixture supply line | 1 | EA | ECR | Replace
160 | Kitchen | Angle stop valve | 2 | EA | ECR | Remove
161 | Kitchen | Angle stop valve | 2 | EA | ECR | Replace
162 | Kitchen | Dishwasher connection | 1 | EA | ECR | Replace
163 | Breakfast Area | Apply anti-microbial agent to the surface area | 32 | SF | ECR | Replace
164 | Breakfast Area | Seal stud wall for odor control | 32 | SF | ECR | Replace
169 | Breakfast Area | Scrape part of the ceiling & prep for paint | 134.66 | SF | ECR | Replace
170 | Breakfast Area | Texture drywall - machine | 166.66 | SF | ECR | Replace
171 | Breakfast Area | Seal/prime (1 coat) then paint (2 coats) the ceiling | 166.66 | SF | ECR | Replace
172 | Breakfast Area | Mask per square foot for drywall work | 244.95 | SF | ECR | Replace
173 | Breakfast Area | Light fixture - Standard grade | 1 | EA | ECR | Detach & Reset
174 | Breakfast Area | Light bulb - LED A19 - up to 500 lm - material only | 1 | EA | ECR | Replace
175 | Breakfast Area | Floor protection - heavy paper and tape | 166.66 | SF | ECR | Remove
180 | Den | Apply anti-microbial agent to the surface area | 48 | SF | ECR± | Replace
181 | Den | Seal stud wall for odor control | 48 | SF | ECR± | Replace
184 | Den | 5/8" drywall - hung, taped, ready for texture | 32 | SF | ECR | Remove
185 | Den | 5/8" drywall - hung, taped, ready for texture | 32 | SF | ECR | Replace
186 | Den | Scrape part of the ceiling & prep for paint | 258.09 | SF | ECR | Replace
187 | Den | Texture drywall - machine | 872.23 | SF | ECR± | Replace
188 | Den | Seal/prime (1 coat) then paint (2 coats) the ceiling | 290.09 | SF | ECR | Replace
191 | Den | Batt insulation - 4" - R15 - paper / foil faced | 16 | SF | ECR | Remove
192 | Den | Batt insulation - 4" - R15 - paper / foil faced | 16 | SF | ECR | Replace
193 | Den | 1/2" drywall - hung, taped, ready for texture | 16 | SF | ECR | Remove
194 | Den | 1/2" drywall - hung, taped, ready for texture | 16 | SF | ECR | Replace
195 | Den | Scrape part of the walls & prep for paint | 566.14 | SF | ECR | Replace
197 | Den | Seal/prime (1 coat) then paint (2 coats) the walls | 582.14 | SF | ECR | Replace
198 | Den | Ceiling fan & light - Standard grade | 1 | EA | ECR | Detach & Reset
199 | Den | Light bulb - LED A19 - up to 500 lm - material only | 1 | EA | ECR | Replace
200 | Den | Floor protection - heavy paper and tape | 282.7 | SF | ECR | Remove
203 | Den | Batt insulation - 10" - R30 - unfaced batt | 32 | SF | ECR | Remove
204 | Den | Batt insulation - 10" - R30 - unfaced batt | 32 | SF | ECR | Replace
205 | Bedroom 3 | Mask per square foot for drywall work | 154.31 | SF | ECR | Replace
210 | Bedroom 3 | Scrape the walls & prep for paint | 640.54 | SF | ECR | Replace
211 | Bedroom 3 | Texture drywall - machine | 640.54 | SF | ECR | Replace
212 | Bedroom 3 | Seal/prime (1 coat) then paint (2 coats) the walls | 640.54 | SF | ECR | Replace
213 | Bedroom 3 | Baseboard - 3 1/4" | 71.17 | LF | ECR | Remove
214 | Bedroom 3 | Baseboard - 3 1/4" | 71.17 | LF | ECR | Replace
215 | Bedroom 3 | Base shoe | 71.17 | LF | ECR | Replace
216 | Bedroom 3 | Paint baseboard w/cap &/or shoe - two coats | 71.17 | LF | ECR | Replace
217 | Bedroom 3 | Ceiling fan without light - Standard grade | 1 | EA | ECR | Remove
218 | Bedroom 3 | Ceiling fan without light - Standard grade | 1 | EA | ECR | Replace
219 | Bedroom 3 | Light bulb - LED A19 - up to 500 lm - material only | 1 | EA | ECR | Replace
220 | Bedroom 3 | Combination CO/Smoke detector - Standard grade | 1 | EA | ECR | Replace
221 | Bedroom 3 | Paint casing - two coats | 20 | LF | ECR | Replace
222 | Bedroom 3 | Interior door unit - Standard grade | 1 | EA | ECR | Remove
223 | Bedroom 3 | Interior door unit - Standard grade | 1 | EA | ECR | Replace
224 | Bedroom 3 | Paint door slab only - 2 coats (per side) | 2 | EA | ECR | Replace
225 | Bedroom 3 | Paint door/window trim & jamb - 2 coats (per side) | 2 | EA | ECR | Replace
226 | Bedroom 3 | Door knob - interior - Standard grade | 1 | EA | ECR | Replace
227 | Bedroom 3 | Apply anti-microbial agent to the floor | 154.31 | SF | ECR | Replace
228 | Bedroom 3 | Floor preparation for resilient flooring | 154.31 | SF | ECR | Replace
229 | Bedroom 3 | Carpet - Standard grade | 154.31 | SF | ECR | Remove
230 | Bedroom 3 | Carpet pad - Standard grade | 154.31 | SF | ECR | Remove
231 | Bedroom 3 | Vinyl plank flooring - Standard grade | 154.31 | SF | ECR | Replace
232 | Bedroom 3 | Carpet - metal transition strip | 3 | LF | ECR | Remove
233 | Bedroom 3 | Vinyl - metal transition strip | 3 | LF | ECR | Replace
238 | Bathroom 2 | Outlet | 1 | EA | ECR | Remove
239 | Bathroom 2 | Ground fault interrupter (GFI) outlet | 1 | EA | ECR | Replace
240 | Bedroom 2 | Baseboard - 3 1/4" | 66.5 | LF | ECR | Remove
241 | Bedroom 2 | Baseboard - 3 1/4" | 66.5 | LF | ECR | Replace
242 | Bedroom 2 | Base shoe | 66.5 | LF | ECR | Replace
243 | Bedroom 2 | Paint baseboard w/cap &/or shoe - two coats | 66.5 | LF | ECR | Replace
244 | Bedroom 2 | Combination CO/Smoke detector - Standard grade | 1 | EA | ECR | Replace
245 | Bedroom 2 | Paint casing - two coats | 20 | LF | ECR | Replace
246 | Bedroom 2 | Interior door unit - Standard grade | 1 | EA | ECR | Remove
247 | Bedroom 2 | Interior door unit - Standard grade | 1 | EA | ECR | Replace
248 | Bedroom 2 | Paint door slab only - 2 coats (per side) | 2 | EA | ECR | Replace
249 | Bedroom 2 | Paint door/window trim & jamb - 2 coats (per side) | 2 | EA | ECR | Replace
250 | Bedroom 2 | Door knob - interior - Standard grade | 1 | EA | ECR | Replace
251 | Bedroom 2 | Apply anti-microbial agent to the floor | 148.13 | SF | ECR | Replace
252 | Bedroom 2 | Floor preparation for resilient flooring | 148.13 | SF | ECR | Replace
253 | Bedroom 2 | Carpet - Standard grade | 148.13 | SF | ECR | Remove
254 | Bedroom 2 | Carpet pad - Standard grade | 148.13 | SF | ECR | Remove
255 | Bedroom 2 | Vinyl plank flooring - Standard grade | 148.13 | SF | ECR | Replace
256 | Bedroom 2 | Carpet - metal transition strip | 3 | LF | ECR | Remove
257 | Bedroom 2 | Vinyl - metal transition strip | 3 | LF | ECR | Replace
258 | Garage | Apply anti-microbial agent to the surface area | 104 | SF | ECR± | Replace
259 | Garage | Seal stud wall for odor control | 104 | SF | ECR± | Replace
262 | Garage | Scrape the ceiling & prep for paint | 459.22 | SF | ECR | Replace
263 | Garage | Texture drywall - machine | 1326.42 | SF | ECR± | Replace
264 | Garage | Seal/prime (1 coat) then paint (2 coats) the ceiling | 459.22 | SF | ECR | Replace
267 | Garage | 1/2" drywall - hung, taped, ready for texture | 32 | SF | ECR | Remove
268 | Garage | 1/2" drywall - hung, taped, ready for texture | 32 | SF | ECR | Replace
269 | Garage | Scrape part of the walls & prep for paint | 835.2 | SF | ECR | Replace
271 | Garage | Seal/prime (1 coat) then paint (2 coats) the walls | 867.2 | SF | ECR | Replace
272 | Garage | Fluorescent light fixture - Standard grade | 1 | EA | ECR | Detach & Reset
273 | Garage | Light bulb - Fluorescent tube - 4' soft white - mat. only | 2 | EA | ECR | Replace
274 | Garage | Water heater - 50 gallon - Electric - 6 yr | 1 | EA | ECR | Remove
275 | Garage | Water heater - 50 gallon - Electric - 6 yr | 1 | EA | ECR | Replace
276 | Garage | Water heater overflow drain pan | 1 | EA | ECR | Remove
277 | Garage | Water heater overflow drain pan | 1 | EA | ECR | Replace
278 | Garage | Thermal expansion tank - 2 gallon | 1 | EA | ECR | Replace
281 | Garage | Attic entrance cover and trim | 1 | EA | ECR | Remove
282 | Garage | Attic entrance cover and trim | 1 | EA | ECR | Replace
283 | Garage | Stairway - disappearing (folding) / attic access ladder | 1 | EA | ECR | Remove
284 | Garage | Stairway - disappearing (folding) / attic access ladder | 1 | EA | ECR | Replace
285 | Garage | Seal & paint folding stairway/attic access exterior panel | 1 | EA | ECR | Replace
286 | Garage | Floor protection - heavy paper and tape | 459.22 | SF | ECR | Remove
291 | Garage | Disconnect box - 30 amp - non fused | 1 | EA | ECR | Replace
292 | Garage | #10 gauge copper wire - stranded or solid | 4 | LF | ECR | Replace
293 | Garage | Liquid tight flexible conduit, 1/2" | 4 | LF | ECR | Replace
294 | Laundry Room | Outlet | 1 | EA | ECR | Remove
295 | Laundry Room | Ground fault interrupter (GFI) outlet | 1 | EA | ECR | Replace
296 | Laundry Room | Drywall patch / small repair, ready for paint | 1 | EA | ECR | Replace
297 | Laundry Room | Seal/prime (1 coat) then paint (2 coats) the surface area | 16 | SF | ECR | Replace
298 | Laundry Room | Texture drywall - machine | 16 | SF | ECR | Replace
299 | Hallway 1 | Scrape the ceiling & prep for paint | 56.62 | SF | ECR | Replace
300 | Hallway 1 | Texture drywall - machine | 56.62 | SF | ECR | Replace
301 | Hallway 1 | Seal/prime (1 coat) then paint (2 coats) the ceiling | 56.62 | SF | ECR | Replace
302 | Hallway 1 | Light fixture - Standard grade | 1 | EA | ECR | Detach & Reset
303 | Hallway 1 | Light bulb - LED A19 - up to 500 lm - material only | 1 | EA | ECR | Replace
304 | Hallway 1 | Combination CO/Smoke detector - Standard grade | 1 | EA | ECR | Remove
305 | Hallway 1 | Combination CO/Smoke detector - Standard grade | 1 | EA | ECR | Replace
306 | Dining Room | Scrape the ceiling & prep for paint | 212.14 | SF | ECR | Replace
307 | Dining Room | Texture drywall - machine | 212.14 | SF | ECR | Replace
308 | Dining Room | Seal/prime (1 coat) then paint (2 coats) the ceiling | 212.14 | SF | ECR | Replace
309 | Dining Room | Baseboard - 3 1/4" | 34.63 | LF | ECR | Remove
310 | Dining Room | Baseboard - 3 1/4" | 34.63 | LF | ECR | Replace
311 | Dining Room | Base shoe | 34.63 | LF | ECR | Replace
312 | Dining Room | Paint baseboard w/cap &/or shoe - two coats | 34.63 | LF | ECR | Replace
313 | Dining Room | Light fixture - Standard grade | 1 | EA | ECR | Detach & Reset
314 | Dining Room | Light bulb - LED A19 - up to 500 lm - material only | 1 | EA | ECR | Replace
315 | Dining Room | Apply anti-microbial agent to the floor | 208.49 | SF | ECR | Replace
316 | Dining Room | Floor preparation for resilient flooring | 208.49 | SF | ECR | Replace
317 | Dining Room | Snaplock Laminate - simulated wood floor - Standard grade | 208.49 | SF | ECR | Remove
318 | Dining Room | Vinyl plank flooring - Standard grade | 208.49 | SF | ECR | Replace
319 | Dining Room | Vinyl - metal transition strip | 5 | LF | ECR | Remove
320 | Dining Room | Vinyl - metal transition strip | 5 | LF | ECR | Replace
Note on C113: [Threaded comment] Your version of Excel allows you to read this threaded comment; however, any edits to it will get removed if the file is opened in a newer version of Excel. Learn more: https://go.microsoft.com/fwlink/?linkid=870924 Comment: Batt insulation - 10" - R30 - unfaced batt